## Sheet1
NRWS: A DECISION SUPPORT SYSTEM FOR VILLAGE WATER
SUPPLY IN THE NILGIRIS DISTRICT OF SOUTH INDIA
|  | Village: |  | Emerald Valley
MAIN MENU
Click on modules below to input data
| CLICK HERE FOR QUICK HINTS ON GETTING STARTED | Complete |  | MODULE #1: WATER SOURCE YIELD
|  | Complete |  | MODULE #2: CAPITAL COST
|  | Complete |  | MODULE #3: COST & EASE OF OPERATION AND MAINTENANCE
| CLICK HERE TO EVALUATE A NEW VILLAGE | Complete |  | MODULE #4: IMPACT OF DEVELOPMENT
|  | Complete |  | MODULE #5: POLITICAL AND LEGAL CONSTRAINTS
|  | Complete |  | MODULE #6: WATER QUALITY
CLICK HERE TO SELECT NEW WATER SOURCES
VIEW RESULTS

## Sheet2
MODULE #1: WATER SOURCE YIELD
Description: This section allows the user to assign a score to each potential water source based
on their estimated yields. The user must first input information in the sections 'village water demand'
and 'estimating water source yield', in order to more accurately assign a score.
| GOTO 'ESTIMATING WATER SOURCE YIELD' |  |  | GOTO 'ASSIGN SCORES FOR MODULE #1' | [5 empty] | RETURN TO MAIN MENU
VILLAGE WATER DEMAND
How many people/families live in the village? ==> | [5 empty] | 110
Monthly Village Water Demand (litres/[person or family]/day)
Jan | Feb | Mar | Apr | May | Jun | Jul | Aug | Sep | Oct | Nov | Dec
200 | 200 | 200 | 200 | 200 | 200 | 200 | 200 | 200 | 200 | 200 | 200
If the village being assessed has existing water supplies that will continue after the | [9 empty] | CLICK HERE TO VIEW OR ENTER MONTHLY SUPPLY FOR EXISTING SOURCES
new source is implemented, click on the link beside to view or update the current
monthly water supplies from these sources.
ESTIMATING WATER SOURCE YIELD
Monthly Village Water Demand (litres/[person or family]/day) Jul: GOTO 'VILLAGE WATER DEMAND'; Monthly Village Water Demand (litres/[person or family]/day) Oct: GOTO 'ASSIGN SCORES FOR MODULE #1' | RETURN TO MAIN MENU
This table summarises the yield of each water source. Follow the links below the table to input data for each source.
WATER SOURCE |  | Overall % Reliability | % of Monthly Demand Met
|  |  | Jan | Feb | Mar | Apr | May | Jun | Jul | Aug | Sep | Oct | Nov | Dec
Rainwater Harvesting |  | 95.0411 | 100 | 100 | 96.129 | 51.3333 | 92.5806 | 100 | 100 | 100 | 100 | 100 | 100 | 100
Check Dam |  | 91.2329 | 100 | 100 | 93.5484 | -3.6984e-15 | 100 | 100 | 100 | 100 | 100 | 100 | 100 | 100
Reservoir |  | 100 | 100 | 100 | 100 | 100 | 100 | 100 | 100 | 100 | 100 | 100 | 100 | 100
Spring
Dug Well
CLICK HERE TO INPUT DATA FOR RAINWATER HARVESTING |  |  | % of Monthly Demand Met Jan: CLICK HERE TO INPUT DATA FOR CHECK DAM; % of Monthly Demand Met Apr: CLICK HERE TO INPUT DATA FOR RESERVOIR; % of Monthly Demand Met Jul: CLICK HERE TO INPUT DATA FOR SPRING; % of Monthly Demand Met Oct: CLICK HERE TO INPUT DATA FOR DUG WELL
ASSIGN SCORES FOR MODULE #1
[6 empty] | GOTO VILLAGE WATER DEMAND |  |  | GOTO ESTIMATING WATER SOURCE YIELD |  |  | RETURN TO MAIN MENU
On a scale of 0 to 10, how important is this criteria in deciding what water source to select ==> |  |  | % of Monthly Demand Met Sep: 6
Please enter your assigned score for each water source in the table below
WATER SOURCE |  | SCORE (/10) | bar: % of Monthly Demand Met Jan
Rainwater Harvesting |  | 9 | bar: % of Monthly Demand Met Jan
Check Dam |  | 8 | bar: % of Monthly Demand Met Jan
Reservoir |  | 10 | bar: % of Monthly Demand Met Jan
Spring | bar: % of Monthly Demand Met Jan
Well | bar: % of Monthly Demand Met Jan
GUIDELINES FOR ASSIGNING SCORE TO EACH SOURCE
The information provided below should only be used as a guideline, helping the user to determine a score that is suitable for the local conditions.
SCORE | DESCRIPTION | bar: % of Monthly Demand Met Jan to % of Monthly Demand Met Aug
10 | ~ Desired yield is met 100% of the time. OR ~ Unknown yield but strong indications are that yield exeeds supply. | bar: % of Monthly Demand Met Jan to % of Monthly Demand Met Aug
7 | ~ Desired yield is met 80% of the time. OR ~ Unknown yield but indications are that yield exeeds supply. | bar: % of Monthly Demand Met Jan to % of Monthly Demand Met Aug
4 | ~ Yield only meets the demand of the affected population during period of maximum yield. | bar: % of Monthly Demand Met Jan to % of Monthly Demand Met Aug
1 | ~ Insufficient yield to meet affected population even at period of maximum yield. OR ~ Unknown yield but indications are that it would be lower than required. | bar: % of Monthly Demand Met Jan to % of Monthly Demand Met Aug

## Sheet3
MODULE #2: CAPITAL COST
Description: This sections helps to develop the construction costs involved with implementing
each potential water source. The user assigns a score to each source based on the village's
ability to afford the water supply system (enter costing information to obtain total capital costs).
On a scale of 0 to 10, how important is this criteria in deciding what water source to select ==> | [5 empty] | 6
Please enter your assigned score for each water source in the table below
WATER SOURCE |  | TOTAL CAPITAL COSTS (Lakh) | SCORE (/10) |  | ENTER OR CHANGE COSTING INFORMATION
Rainwater Harvesting |  | 39.9969 | 1 | RETURN TO MAIN MENU | Rainwater Harvesting
Check Dam |  | 2.4806 | 8 |  | Check Dam
Reservoir |  | 3.876 | 5 |  | Reservoir
Spring |  |  |  |  | Spring
Well |  |  |  |  | Well
GUIDELINES FOR ASSIGNING SCORE TO EACH SOURCE
The information provided below should only be used as a guideline, helping the user to determine a score that is suitable for the local conditions.
SCORE | DESCRIPTION
10 | ~ The local population can afford to construct the water source without assistence from the government or other donor agency.
8 | ~ The construction of the water source is possible with a small economic contribution from the government or other donor agency.
5 | ~ The construction of the water source is possible with a large contribution from the government or other donor agency.
1 | ~ The total cost to implement the water source is not feasible.

## Sheet4
MODULE #3: COST & EASE OF OPERATION AND MAINTENANCE
Description: The user assigns a score to each potential water source based on the village's ability
to sustain each water supply system. Each source has different costs and technical requirements
associated with operating and maintaining the system.
|  | After entering or changing costing information click here to determine the total O&M Cost |  |  | VIEW GUIDELINES FOR O&M CRITERION |  | RETURN TO MAIN MENU
On a scale of 0 to 10, how important is this criteria in deciding what water source to select ==> | [7 empty] | 4
Please enter your assigned score for each water source in the right-hand column of the table below
WATER SOURCE |  | Total Annual Costs (Lakh) (Years 1-10) | Total Annual Costs (Lakh) (Years 10-20) | AVERAGE ANNUAL COSTS (Lakh) |  | Willingness of Villagers to Pay (% of costs) | SCORE (/10) |  | ENTER OR CHANGE COSTING INFORMATION
Rainwater Harvesting |  | 0.11393 | 0.11134 | 0.11263 |  | 97.6635 | 10 |  | Rainwater Harvesting
Check Dam |  | 0.26885 | 0.26577 | 0.26731 |  | 41.1502 | 6 |  | Check Dam
Reservoir |  | 0.40781 | 0.39787 | 0.40284 |  | 27.306 | 2 |  | Reservoir
Spring | [8 empty] | Spring
Well | [8 empty] | Well
GUIDELINES FOR ASSIGNING SCORE TO EACH SOURCE
The information provided below should only be used as a guideline, helping the user to determine a score that is suitable for the local conditions.
SCORE | COSTING TRENDS |  |  | GENERAL TRENDS
10 | ~ The local population can easily afford to operate and maintain the water source without assistance from external funding agencies. |  |  | ~ would only require input from locally trained personnel ~ no electricity requirements. ~ water source is located near village to ensure proper maintenance |  |  |  |  | GOTO TOP OF PAGE
7 | ~ The local population can marginally operate and maintain the water source without assistance from external funding agencies. |  |  | ~ would only require input from locally trained personnel ~ electricity required ~ water source is located near village to ensure proper maintenance
4 | ~ Operating and maintaining the water source is possible with a small economic contribution from external funding agencies. |  |  | ~ would require occasional input from specialised personnel ~ high cost of consumables ~ water source is in a location not easily accessible to the village
1 | ~ The total cost to operate and maintain the water source is not feasible. |  |  | ~ would require regular input from specialised personnel ~ high cost of consumables ~ water source is in a location not easily accessible to the village

## Sheet5
MODULE #4: IMPACT OF DEVELOPMENT
Description: The user assigns a score to each potential water source based on the resulting
development impact of each system. This may include negetive social/health related effects
on the local population, or negetive enironmental impact on the surrounding ecosystem.
On a scale of 0 to 10, how important is this criteria in deciding what water source to select ==> | [5 empty] | 4
Enter your assigned scores below |  |  |  | The table below contains supporting information for
WATER SOURCE |  | SCORE (/10) |  | Module 4. Refer to the helpfile for further details.
|  |  |  | SOURCE | VARIABLE |  | VALUE
Rainwater Harvesting |  | 4 | RETURN TO MAIN MENU | RWH | Average household storage tank (m3) |  | 29.5307
Check Dam |  | 9 |  | CHECK DAM | Reservoir storage volume (m3) |  | 155
Reservoir |  | 7 |  | RESERVOIR | Percentage of reservoir consumed |  | 0.017018
Spring |  |  |  | SPRING | Spring pond volume (m3)
Well |  |  |  | WELL | Water table level (m)
GUIDELINES FOR ASSIGNING SCORE TO EACH SOURCE
The information provided below should only be used as a guideline, helping the user to determine a score that is suitable for the local conditions.
SCORE | DESCRIPTION
10 | ~ No obvious impacts on local users or the physical environment.
7 | ~ Some negative impacts expected on the physical environment but not on the local users.
4 | ~ Using the source has a negative impact on depleting the groundwater resources. OR ~ Some negative impacts expected on both the local users and the physical environment.
1 | ~ Groundwater source to be used from a known aquifer of limited capacity. OR ~ Water sources already scarce for local communities. OR ~ Significant negative impact expected on both the local users and the physical environment.

## Sheet6
MODULE #5: POLITICAL AND LEGAL CONSTRAINTS
Description: A score is assigned to each potential water source based on the village's ability to
work within the legal/political framework of the district. If a potential water source cannot be
implemented within this framework, the source is vetoed.
On a scale of 0 to 10, how important is this criteria in deciding what water source to select ==> |  |  |  |  | 0
Please enter your assigned score for each water source in the table below
WATER SOURCE |  | SCORE (/10)
Rainwater Harvesting |  | 0 | RETURN TO MAIN MENU | CHOOSE SOURCES TO VETO
Check Dam |  | 0
Reservoir |  | 0
Spring
Well
GUIDELINES FOR ASSIGNING SCORE TO EACH SOURCE
The information provided below should only be used as a guideline, helping the user to determine a score that is suitable for the local conditions.
SCORE | DESCRIPTION
10 | ~ No such constraints. ~ Local Government, communities and landowners are very helpful and agreeable.
7 | ~ Local Government, communities and landowners are generally agreeable. ~ Some local level negotiations may be needed and local communities would need to be compensated.
4 | ~ Some constraints to the development of the source ~ Would require District level negotiations.
1 | ~ Serious constraints to the development of the source. ~ Political interference. ~ Problems unlikely to be solved by negotiation.

## Sheet7
MODULE #6: WATER QUALITY
Description: There are two methods to assign source scores for water quality. If testing equipment is
available, the help menu provides tables of permissible limits for important water parameters. Otherwise,
the user can manually assign a score or click on the source links to carry out a qualitatively assessment.
On a scale of 0 to 10, how important is this criteria in deciding what water source to select ==> |  |  |  |  | 5
Please enter your assigned score for each water source in the table below
WATER SOURCE |  | SCORE (/10) |  | CLICK ON SOURCES TO ESTIMATE A SCORE
Rainwater Harvesting |  | 8 | RETURN TO MAIN MENU | Rainwater Harvesting
Check Dam |  | 10 |  | Check Dam
Reservoir |  | 6 |  | Reservoir
Spring |  |  |  | Spring
Well |  |  |  | Well
GUIDELINES FOR ASSIGNING SCORE TO EACH SOURCE
The information provided below should only be used as a guideline, helping the user to determine a score that is suitable for the local conditions.
SCORE | DESCRIPTION
10 | ~ Only simple source protection and disinfection required.
6 | ~ Protection, assisted sedimentation or filtration, and disinfection required.
3 | ~ Protection, assisted sedimentation, filtration, and disinfection required AND ~ Additional treatment such as aeration or other.
0 | ~ Very poor quality water. ~ Heavy industrial/agro-chemical pollution expected. ~ Very difficult to produce acceptable water quality using standard treatment processes.

## Sheet8
RESULTS
Description: The user input for demand and surface sources between sheet 2 and sheet 6 are evaluated
to determine feasible sources to implement.
EVALUATION TABLE
CRITERIA |  | Overall Weight | Rainwater Harvesting |  | Check Dam |  | Reservoir |  | Spring |  | Well
|  |  | Score | Weighted Score | Score | Weighted Score | Score | Weighted Score | Score | Weighted Score | Score | Weighted Score
WATER SOURCE YIELD |  | 6 | 9 | 54 | 8 | 48 | 10 | 60
CAPITAL COST |  | 6 | 1 | 6 | 8 | 48 | 5 | 30
COST AND EASE OF OPERATION & MAINTENANCE |  | 4 | 10 | 40 | 6 | 24 | 2 | 8
IMPACT OF DEVELOPMENT |  | 4 | 4 | 16 | 9 | 36 | 7 | 28
POLITICAL AND LEGAL CONSTRAINTS |  | 0 | 0 | 0 | 0 | 0 | 0 | 0
WATER QUALITY |  | 5 | 8 | 40 | 10 | 50 | 6 | 30
SCORE |  |  | 156 |  | 206 |  | 156
RANKING |  |  | 2 |  | 1 |  | 2
|  |  |  | RETURN TO MAIN MENU |  |  | HOW TO ANALYSE RESULTS |  |  | VIEW RESULTS IN GRAPH FORMAT

## Sheet9
ROOFTOP RAINWATER HARVESTING (RWH)
Description: Rainwater that is collected and stored through the development of rooftop
catchments. Water travels over a sloped rooftop into gutters, where it is transferred to
a storage tank through pipes.
To run a new rainwater harvesting simulation, please choose one of the three following options:
| I know the storage capacity of my RWH system, FIND THE % RELIABILITY |  |  |  | I know what % reliability I want for my RWH system, FIND THE IDEAL STORAGE CAPACITY |  |  |  | I don't know % reliability or storage capacity, CREATE A GRAPH SHOWING THEIR RELATIONSHIP
SUMMARY OF RAINWATER HARVESTING SIMULATION
| Name of Closest Village ==> |  |  | Ithalar |  |  |  |  | RETURN TO MODULE #1
| Total # of Houses ==> |  |  | 30
| Total Rooftop Area (m2) ==> |  |  | 6800
| Overall % Reliability ==> |  |  |  |  | 95.0411
| Village Storage Requirement (m3) ==> |  |  |  |  | 885.9219
| Average Household Storage Requirement (m3) ==> |  |  |  |  | 29.5307
Monthly % Reliability
| Jan | Feb | Mar | Apr | May | Jun | Jul | Aug | Sep | Oct | Nov | Dec
| 100 | 100 | 96.129 | 51.3333 | 92.5806 | 100 | 100 | 100 | 100 | 100 | 100 | 100

## Sheet10
CHECK DAM
Description: Check dams are built on small streams which create a storage capacity to
enable a village to meet an adequate supply during the dry season.
To run a new check dam simulation, please choose one of the three following options:
| I know the storage capacity of my check dam system, FIND THE % RELIABILITY |  |  |  | I know what % reliability I want for my check dam system, FIND THE IDEAL STORAGE CAPACITY |  |  |  | I don't know % reliability or storage capacity, CREATE A GRAPH SHOWING THEIR RELATIONSHIP
SUMMARY OF CHECK DAM SIMULATION
| Name of Region ==> |  |  | SW Monsoon Region |  |  |  |  | RETURN TO MODULE #1
| Initial Discharge (L/s) ==> |  |  | 10
| Recession Constant ==> |  |  | -0.040055
| R2 value of line representing recession constant ==> |  |  |  |  | 0.99993
| Overall % Reliability ==> |  |  |  |  | 91.2329
| Total Storage Requirements (m3) ==> |  |  |  |  | 165
| Reservoir Storage Requirements (m3) ==> |  |  |  |  | 155
Monthly % Reliability
| Jan | Feb | Mar | Apr | May | Jun | Jul | Aug | Sep | Oct | Nov | Dec
| 100 | 100 | 93.5484 | -3.6984e-15 | 100 | 100 | 100 | 100 | 100 | 100 | 100 | 100

## Sheet11
RESERVOIR
Description: Reservoirs exist where surface runoff has accumulated behind large dams
which monitor the amount of water downstream.
Click on the link below to determine if the reservoir volume can adequately meet the village water demand.
| Click here to determine if the reservoir can adequately meet your village demand |  |  |  |  | RETURN TO MODULE #1
SUMMARY OF RESEROIR YIELD ANALYSIS
| Reservoir Volume (m3) ==> |  |  |  |  | 9728000
| Six-month Village Water Demand (m3) ==> |  |  |  |  | 1655.5
| % of Reservoir used by village over six-months ==> |  |  |  |  | 0.017018
| Overall % Reliability ==> |  |  |  |  | 100
Monthly % Reliability
| Jan | Feb | Mar | Apr | May | Jun | Jul | Aug | Sep | Oct | Nov | Dec
| 100 | 100 | 100 | 100 | 100 | 100 | 100 | 100 | 100 | 100 | 100 | 100

## Sheet12
SPRING
Description: Springs are water sources that reach the surface from some underground
supply, appearing as small holes or water spots on hillsides or along river banks.
To run a new spring simulation, please choose one of the three following options:
| I know the storage capacity of my spring, FIND THE % RELIABILITY |  |  |  | I know what % reliability I want for my spring, FIND THE IDEAL STORAGE CAPACITY |  |  |  | I don't know % reliability or storage capacity, CREATE A GRAPH SHOWING THEIR RELATIONSHIP
SUMMARY OF SPRING SIMULATION
| Name of Region ==> | [7 empty] | RETURN TO MODULE #1
Initial Discharge (L/s) ==>
Recession Constant ==>
R2 value of line representing recession constant ==>
Overall % Reliability ==>
Total Storage Requirements (m3) ==>
Pond Storage Requirements (m3) ==>
Monthly % Reliability
| Jan | Feb | Mar | Apr | May | Jun | Jul | Aug | Sep | Oct | Nov | Dec

## Sheet13
RETURN TO RESULTS TABLE
ILLUSTRATION OF RESULTS

## Sheet14
1 | 2 | 3 | 4 | 5 | 6 | 7 | 8 | 9 | 10 | 11 | 12 | 13 | 14 | 15 | 16 | 17 | 18 | 19 | Demand | 300 | 0.6 | 20 | 3600 | 6000 | 0.50417 | 300 | 0.6 | 20 | 3600 | 6000
0 | 0 | 0 | 0 | 0 | 0 | 0 | 0 | 0 | 0 | 0 | 0 | 0 | 0 | 0 | 0 | 0 | 0 | 0 | 16.5 | 100 | 0.6 | 5 | 300 | 500 |  | 100 | 0.6 | 5 | 300 | 500
0 | 0 | 0 | 0 | 0 | 0 | 22 | 0 | 0 | 0 | 4 | 0 | 0 | 0 | 0 | 0 | 0 | 0 | 5 | 16.5 | 60 | 0.6 | 5 | 180 | 300 |  | 60 | 0.6 | 5 | 180 | 300
0 | 0 | 0 | 12.8 | 13 | 36.4 | 0 | 19.4 | 18 | 16 | 29 | 5 | 0 | 16 | 0 | 0 | 15 | 23 | 17 | 16.5 | 0 | 0.6 | 0 | 0 | 0 |  | 0 | 0.6 | 0 | 0 | 0
0 | 0 | 0 | 11.1 | 0 | 0 | 0 | 2.7 | 0 | 0 | 0 | 1 | 0 | 15 | 0 | 9 | 28.1 | 26.2 | 0.2 | 16.5 |  |  | 30 | 4080 | 6800 |  |  |  | 30 | 4080 | 6800
0 | 0 | 0 | 0 | 0 | 0 | 0 | 0 | 4 | 10 | 18 | 40 | 64 | 96 | 1 | 40 | 100.4 | 67 | 6.6 | 16.5
0 | 0 | 0 | 0 | 0 | 0 | 0 | 0 | 0 | 0 | 0 | 0 | 0 | 0 | 57 | 2 | 0 | 0 | 0 | 16.5 | This doesn't apply anymore
0 | 0 | 0 | 1 | 0 | 0 | 0 | 0 | 0 | 0 | 0 | 0 | 0 | 0 | 0 | 0 | 0 | 0 | 0 | 16.5 | MO | % REL.
0 | 0 | 0 | 0 | 0 | 0 | 4.3 | 0 | 0 | 0 | 0 | 0 | 0 | 0 | 0 | 25 | 0 | 0 | 0 | 16.5 | JAN | 0 |  | % Rel. | Storage
40.5 | 0 | 3 | 5.6 | 2 | 4.1 | 0 | 0 | 0 | 9.6 | 0 | 0 | 12.2 | 17 | 0 | 5 | 27.5 | 26 | 19.3 | 16.5 | FEB | 0 |  | 0
0 | 0 | 12 | 4.8 | 0 | 0 | 6.5 | 0 | 10 | 7.4 | 0 | 8 | 16.2 | 14 | 28 | 8 | 2.8 | 15.4 | 5.1 | 16.5 | MAR | 0 |  | 50 | 0.40625
0 | 10 | 0 | 37.8 | 9.2 | 51.1 | 0 | 0 | 0 | 5.2 | 0 | 0 | 8 | 27 | 12 | 10 | 17.8 | 23 | 19.3 | 16.5 | APR | 0 |  | 60 | 0.1875
0 | 31 | 0 | 17.3 | 3.2 | 26.2 | 19.6 | 36.4 | 12 | 33 | 0 | 5 | 0 | 29 | 0 | 0 | 5.6 | 17 | 74.9 | 16.5 | MAY | 0 |  | 70 | 25.9687
0 | 0 | 0 | 0 | 0 | 0 | 4 | 0 | 0 | 12 | 33 | 1 | 3.2 | 0 | 0 | 0 | 37.8 | 0 | 14.5 | 16.5 | JUN | 0 |  | 80 | 168.75
0 | 9.2 | 0 | 0 | 0 | 0 | 0 | 0 | 0 | 0 | 0 | 0 | 0 | 0 | 0 | 0 | 0 | 0 | 0 | 16.5 | JUL | 0 |  | 85 | 343.1406
0 | 0 | 0 | 0 | 0 | 0 | 0 | 0 | 0 | 0 | 0 | 0 | 0 | 0 | 0 | 0 | 0 | 0 | 0 | 16.5 | AUG | 0 |  | 90 | 598.0312
0 | 0 | 0 | 0 | 0 | 0 | 0 | 0 | 0 | 0 | 1 | 0 | 4.8 | 0 | 0 | 0 | 0 | 0 | 0 | 16.5 | SEP | 0 |  | 95 | 885.9219
0 | 0 | 0 | 0 | 0 | 0 | 0 | 0.4 | 0 | 0 | 0 | 0 | 8.4 | 12 | 5 | 0 | 0 | 0 | 0 | 16.5 | OCT | 0 |  | 100 | 1459.3125
0 | 9 | 0 | 4.6 | 0 | 2 | 7 | 12.5 | 0.2 | 2 | 0 | 0.6 | 6.2 | 0 | 0 | 0.4 | 0 | 0 | 0 | 16.5 | NOV | 0
0 | 0 | 0 | 0 | 1 | 14.3 | 40.3 | 1.6 | 6 | 4.6 | 0 | 0 | 0 | 0 | 0 | 0 | 4 | 0 | 34 | 16.5 | DEC | 0
0 | 0 | 0 | 0 | 0 | 0 | 0 | 0 | 0 | 0 | 0 | 0 | 0 | 0 | 0 | 0 | 0 | 0 | 0 | 16.5
8.7 | 0 | 6 | 0 | 0 | 0 | 0 | 0 | 0 | 0 | 0 | 0 | 0 | 0 | 7 | 0 | 0 | 0 | 0 | 16.5
0 | 4.4 | 0 | 0 | 0 | 0 | 0 | 0 | 0 | 0 | 0 | 0 | 0 | 0 | 0 | 0 | 0 | 0 | 0 | 16.5 | Total Yearly Demand ==> |  | 80300
0 | 0 | 0 | 0 | 0 | 0 | 0 | 0 | 0 | 0 | 0 | 0 | 0 | 0 | 0 | 0.4 | 0 | 0 | 0 | 16.5 | Six-month Demand ==> |  | 1655.5
0 | 0 | 0 | 0 | 0 | 0 | 0 | 0 | 0 | 1.4 | 0 | 0 | 0 | 0 | 0 | 0 | 0 | 5 | 0 | 16.5
0 | 0 | 0 | 0 | 0 | 0 | 0 | 0 | 0 | 0 | 0 | 0 | 0 | 0 | 0 | 0 | 1 | 0 | 0 | 16.5
0 | 0 | 0 | 0 | 0 | 0 | 0 | 0 | 0 | 0 | 0 | 0 | 0 | 0 | 0 | 0 | 0 | 0 | 0 | 16.5
0 | 0 | 0 | 0 | 0 | 0 | 0 | 1 | 0 | 0 | 0 | 0 | 0 | 0 | 0 | 0 | 0 | 0 | 0 | 16.5
2.4 | 0 | 9 | 0 | 0 | 0 | 0 | 0 | 0 | 0 | 0 | 0 | 0 | 0 | 0 | 0 | 0 | 0 | 0 | 16.5
0 | 6.2 | 0 | 29.6 | 0 | 0 | 0 | 2.2 | 0 | 0 | 4 | 0 | 0 | 0 | 0 | 0 | 0 | 0 | 0 | 16.5
0 | 2.2 | 0 | 33.4 | 4.2 | 35.2 | 0 | 0 | 0 | 1.2 | 0 | 0 | 0 | 0 | 0 | 19 | 6.6 | 11.5 | 11.2 | 16.5
0 | 0 | 0 | 0 | 0 | 15.2 | 0 | 0 | 9 | 0 | 0 | 1 | 0 | 8 | 6 | 0 | 0 | 0 | 0 | 5.5
0 | 0 | 0 | 0 | 0 | 0 | 0 | 0 | 0 | 0 | 0 | 0 | 0 | 0 | 0 | 0 | 0 | 0 | 0 | 5.5
0 | 0 | 0 | 0 | 0 | 0 | 0 | 0 | 0 | 0 | 0 | 0 | 0 | 0 | 0 | 0 | 0 | 0 | 0 | 5.5
0 | 0 | 0 | 0 | 0 | 0 | 0 | 0 | 0 | 0 | 0 | 0 | 0 | 0 | 0 | 0 | 0 | 0 | 0 | 5.5
0 | 0 | 0 | 0 | 0 | 8.9 | 0 | 0 | 0 | 2 | 0 | 0 | 0 | 0 | 0 | 0 | 0 | 0 | 0 | 5.5
13.5 | 0 | 0 | 30.6 | 0 | 0 | 0 | 0 | 0 | 0 | 0 | 0 | 0 | 0 | 0 | 0 | 0 | 0 | 7.4 | 5.5
0 | 17.8 | 13 | 0 | 0 | 0 | 22.8 | 0 | 0 | 7.2 | 0 | 0 | 0 | 30 | 32 | 26 | 10.4 | 0 | 16.8 | 5.5
0 | 0 | 0 | 0 | 0 | 0 | 0 | 0 | 0 | 0 | 0 | 0 | 0 | 0 | 0 | 0 | 0 | 0 | 0 | 5.5
8.4 | 17.8 | 5 | 0 | 0 | 0 | 0 | 0 | 0 | 0 | 0 | 0 | 0 | 0 | 0 | 0 | 0 | 0 | 0 | 5.5
0 | 0 | 0 | 0 | 0 | 43.2 | 0 | 0 | 0 | 0 | 0 | 0 | 0 | 0 | 0 | 0 | 0 | 0 | 0 | 5.5
0 | 0 | 0 | 11.2 | 0 | 0 | 0 | 0 | 0 | 0 | 0 | 0 | 0 | 0 | 0 | 0 | 0 | 0 | 0 | 5.5
0 | 0 | 0 | 0 | 0 | 0 | 0 | 0 | 0 | 0 | 0 | 0 | 0 | 0 | 0 | 0 | 0 | 0 | 0 | 5.5
0 | 3.2 | 0 | 0 | 0 | 0 | 0 | 0 | 0 | 0.5 | 0 | 0 | 0 | 0 | 0 | 0 | 6.6 | 12 | 1 | 5.5
0 | 2 | 0 | 5 | 1 | 0 | 0 | 0 | 15 | 8.6 | 7 | 5 | 13 | 0 | 16 | 20 | 28.4 | 32 | 0 | 5.5
0 | 0 | 0 | 0 | 0 | 0 | 0 | 2 | 5 | 2 | 2 | 0 | 0 | 0 | 0 | 0 | 0 | 0 | 0 | 5.5
0 | 0 | 0 | 0 | 0 | 0 | 0 | 0 | 0 | 0 | 0 | 0 | 0 | 0 | 0 | 0 | 0 | 0 | 0 | 5.5
0 | 3 | 6 | 0 | 0 | 0 | 0 | 0 | 0 | 0 | 0 | 0 | 0 | 0 | 0 | 18 | 0 | 0 | 0 | 5.5
4.9 | 4.2 | 0 | 7 | 11 | 0 | 0 | 16 | 22 | 6.5 | 8 | 16 | 14 | 15 | 17 | 0 | 50 | 32.4 | 20.8 | 5.5
0 | 0 | 0 | 0 | 0 | 0 | 0 | 0 | 0 | 0 | 0 | 0 | 0 | 0 | 0 | 0 | 0 | 0 | 0 | 5.5
13.8 | 0 | 16 | 0 | 0 | 0 | 0 | 0 | 0 | 0 | 0 | 0 | 0 | 0 | 0 | 0 | 0 | 0 | 0 | 5.5
0 | 21.4 | 0 | 0 | 4 | 0 | 4.9 | 0 | 10 | 14.5 | 12 | 9 | 0 | 13 | 12 | 0 | 15.2 | 21 | 145 | 5.5
0 | 0 | 4 | 0 | 0 | 9.1 | 3 | 0 | 0 | 0 | 0 | 0 | 0 | 0 | 0 | 0 | 0 | 0 | 6.7 | 5.5
2.5 | 0 | 0 | 10 | 1 | 5 | 0 | 0 | 7 | 1.5 | 3 | 0 | 0 | 0 | 0 | 0 | 0.3 | 0 | 2.3 | 5.5
0 | 0 | 0 | 0 | 0 | 0 | 0 | 0 | 0 | 0 | 0 | 0 | 0 | 0 | 0 | 0 | 0 | 0 | 0 | 5.5
0 | 0 | 0 | 0 | 0 | 0 | 0 | 0 | 0 | 0 | 0 | 0 | 0 | 0 | 0 | 0 | 0 | 0 | 0 | 5.5
0 | 0 | 0 | 0 | 0 | 0 | 0 | 0 | 0 | 3.6 | 1 | 0 | 3 | 0 | 0 | 3 | 0 | 0 | 0 | 5.5
0 | 2.2 | 0 | 8.8 | 4 | 3.4 | 0 | 14.4 | 0 | 11 | 14 | 0 | 12 | 0 | 0 | 3 | 7.6 | 6 | 32 | 5.5
20.2 | 10.6 | 6 | 9.6 | 0 | 12.2 | 19.3 | 6.3 | 2 | 1.8 | 4 | 17 | 0 | 0 | 0 | 0 | 10 | 20 | 43.7 | 5.5
0 | 29.4 | 0 | 18.8 | 0 | 0 | 0 | 6.4 | 0 | 0 | 0 | 0 | 0 | 5 | 0 | 0 | 0 | 0 | 0 | 5.5
0 | 0 | 2 | 1.4 | 0 | 0 | 0 | 0 | 0 | 0 | 0 | 0 | 0 | 0 | 0 | 0 | 0 | 0 | 0 | 5.5
2.4 | 5.4 | 2 | 7.4 | 0 | 0 | 0 | 3.2 | 0 | 6.8 | 0 | 0 | 0 | 0 | 0 | 0 | 0 | 4.8 | 0 | 5.5
2.9 | 20 | 29 | 38.8 | 5 | 0 | 0 | 11.5 | 0 | 10.6 | 4 | 0 | 20 | 0 | 6 | 7 | 12.2 | 0 | 0 | 0
25.1 | 30 | 19 | 26.6 | 0 | 0 | 0 | 25.5 | 0 | 5.5 | 6 | 2 | 5 | 6 | 7 | 3 | 4.6 | 0 | 3.6 | 0
4.3 | 45 | 52 | 61.4 | 8 | 17.1 | 0 | 28.5 | 13 | 12.5 | 0 | 2 | 7 | 3 | 3 | 4 | 0 | 10.2 | 0 | 0
39 | 47 | 24 | 39.2 | 12 | 23.1 | 17.2 | 30.5 | 10 | 20 | 4 | 9 | 7 | 4 | 1 | 2.5 | 9.8 | 10 | 5.6 | 0
32 | 27 | 50 | 42.6 | 2.5 | 0 | 0 | 2.5 | 17 | 15.4 | 8 | 21 | 5 | 3 | 0 | 0 | 4.6 | 5 | 7.1 | 0
7.2 | 32.4 | 50 | 18.4 | 6 | 7.3 | 7.6 | 6 | 30 | 9 | 4 | 2 | 5 | 0 | 0 | 0 | 0 | 1.6 | 2.5 | 0
7 | 46.4 | 6 | 34.4 | 6 | 0 | 0 | 6 | 12 | 7.4 | 3 | 4 | 0 | 0 | 0 | 0 | 0 | 0 | 2 | 0
9 | 15.2 | 5 | 3 | 0 | 0 | 0 | 0 | 0 | 0.5 | 0 | 0 | 0 | 0 | 0 | 28 | 0 | 0 | 1 | 0
15 | 5.4 | 15 | 15.2 | 0 | 6.3 | 0 | 0 | 0 | 0 | 0 | 7 | 0 | 0 | 0 | 0 | 0 | 0 | 0 | 0
37 | 14.6 | 31 | 32.8 | 7 | 0 | 0 | 7 | 5 | 0.8 | 0 | 0 | 0 | 0 | 0 | 0 | 0 | 0 | 0 | 0
17 | 20 | 25 | 24.6 | 8.3 | 20.1 | 8 | 8.3 | 22 | 4.3 | 4 | 4 | 4 | 4 | 9 | 0 | 4.6 | 0 | 0 | 0
47 | 29.8 | 30 | 19.4 | 27 | 0 | 0 | 27 | 19 | 6.5 | 5 | 7.2 | 5 | 1 | 1 | 0 | 2.8 | 0 | 2.8 | 0
43 | 20 | 16 | 35.4 | 12.2 | 0 | 0.1 | 12.2 | 30 | 8 | 4 | 5 | 1 | 0 | 1 | 3 | 0 | 0 | 5.3 | 0
3.6 | 23.8 | 52 | 17 | 9 | 0 | 1.5 | 9 | 1 | 1.5 | 4 | 0 | 0 | 0 | 0 | 6 | 0 | 0 | 0 | 0
3.8 | 51.8 | 33 | 25.2 | 7 | 3.2 | 0 | 7 | 8 | 6.3 | 4 | 3 | 2.4 | 0 | 0 | 0 | 0 | 0 | 1 | 0
3.8 | 57.8 | 6 | 31.6 | 5 | 0 | 2 | 6.5 | 4 | 6 | 3 | 0 | 4 | 0 | 0 | 0 | 0 | 0 | 2.4 | 0
0 | 9.2 | 0 | 36.8 | 52 | 0 | 2.6 | 32.4 | 3 | 6 | 1 | 1 | 1 | 0 | 0 | 0 | 2.6 | 0 | 3.8 | 0
3.8 | 8.8 | 0 | 15.4 | 28 | 0 | 0 | 2.5 | 5 | 0.5 | 0 | 0 | 0 | 0 | 0 | 0 | 0 | 0 | 0 | 0
0 | 0 | 0 | 17.4 | 6 | 0 | 0 | 0 | 4 | 2 | 0 | 0 | 0 | 0 | 0 | 0 | 0 | 0 | 0 | 0
0 | 3.6 | 0 | 13.4 | 0 | 0 | 0 | 0.2 | 0 | 0 | 0 | 0 | 0 | 0 | 0 | 0 | 0 | 0 | 0 | 0
0 | 0 | 0 | 0 | 0 | 0 | 0 | 0 | 0 | 0 | 0 | 0 | 0 | 0 | 0 | 0 | 0 | 0 | 0 | 0
0 | 0 | 0 | 0 | 0 | 0 | 0 | 0 | 0 | 0 | 0 | 0 | 0 | 0 | 0 | 0 | 0 | 0 | 0 | 0
3.3 | 0 | 18 | 5.8 | 0 | 6.2 | 0 | 0 | 0 | 0 | 0 | 0 | 0 | 0 | 0 | 0 | 0 | 0 | 0 | 0
14.4 | 3.6 | 8 | 30.8 | 0 | 0 | 0 | 7 | 2 | 0 | 0 | 0 | 0 | 0 | 0 | 0 | 0 | 0 | 1.8 | 0
5 | 21 | 10 | 76.6 | 43 | 0 | 3.6 | 0 | 3 | 0 | 0 | 0 | 0 | 0 | 0 | 8 | 0 | 0 | 0 | 0
10.6 | 5 | 0 | 25.4 | 15 | 3.1 | 0 | 10.3 | 2 | 0 | 0 | 0 | 0 | 0 | 0 | 8 | 2.6 | 0 | 0 | 0
4 | 0 | 15 | 43 | 20 | 0 | 0 | 20.5 | 13 | 1.5 | 0 | 0 | 1 | 0 | 0 | 0 | 2.6 | 3.2 | 2.3 | 0
45 | 18.8 | 75 | 49.8 | 7 | 0 | 0 | 25.2 | 0 | 0 | 0 | 0 | 0 | 0 | 0 | 11 | 0 | 0 | 0 | 0
35 | 58.8 | 67 | 111.2 | 112 | 18.2 | 5 | 66 | 23 | 34 | 24 | 14 | 5 | 5 | 5 | 5 | 7.8 | 0 | 1.5 | 0
10.5 | 55.6 | 10 | 52.8 | 56 | 28.2 | 16.2 | 46.2 | 27 | 11 | 12 | 3 | 14 | 7 | 6 | 2 | 4.2 | 0 | 3.1 | 0
3.4 | 3.6 | 9 | 8.2 | 6 | 0 | 0 | 0 | 9 | 0 | 0 | 0 | 0 | 0 | 0 | 0 | 0 | 0 | 0.8 | 0
6.4 | 4.4 | 24 | 2.4 | 0 | 2.1 | 0 | 0 | 2 | 0 | 0 | 0 | 0 | 0 | 0 | 0 | 0 | 0 | 0 | 0
38.5 | 21 | 30 | 24 | 3 | 0 | 0 | 0 | 0 | 0 | 0 | 0 | 0 | 0 | 0 | 0 | 0 | 0 | 0 | 0
9.5 | 50 | 11 | 30 | 14 | 4.2 | 1.5 | 17.2 | 2 | 0.5 | 1 | 0 | 0 | 0 | 0 | 0 | 0 | 0 | 0 | 0
1.7 | 10.4 | 0 | 22.6 | 17.2 | 0 | 0 | 24.7 | 0 | 4 | 3 | 0 | 0 | 0 | 0 | 6 | 18.2 | 29.6 | 2.3 | 0
3.6 | 3.2 | 0 | 1.2 | 0 | 4.1 | 0 | 0 | 0 | 0 | 2 | 0 | 5 | 36 | 7 | 14 | 29.2 | 0 | 0 | 0
0 | 4.9 | 0 | 18.8 | 85 | 0 | 0 | 15.5 | 7 | 0 | 8 | 15 | 5 | 6 | 4 | 0 | 0 | 0 | 8 | 0
1.5 | 0 | 0 | 1.4 | 0 | 0 | 0 | 5 | 0 | 0 | 0 | 0 | 0 | 0 | 0 | 0 | 0 | 0 | 0 | 0
10 | 0 | 0 | 2.2 | 0 | 19.2 | 0 | 0 | 0 | 1.5 | 1 | 0 | 0 | 0 | 0 | 0 | 0 | 0 | 0 | 0
53.2 | 0 | 33 | 8.8 | 11 | 6.3 | 3.2 | 7.4 | 3 | 1.5 | 1 | 0 | 0 | 0 | 0 | 0 | 0 | 0 | 0 | 0
0 | 17.2 | 65 | 40.2 | 23 | 10.4 | 5 | 34.5 | 2 | 12.5 | 6 | 45 | 3 | 0 | 9 | 0 | 0 | 0 | 0 | 0
68.4 | 68.4 | 99 | 110 | 32 | 33.3 | 12.9 | 87.5 | 87.5 | 42 | 18 | 30 | 20 | 9 | 5 | 8 | 5.6 | 3.4 | 5.3 | 0
73.4 | 105.4 | 98 | 118.2 | 67 | 0 | 29 | 126 | 49 | 36.4 | 24 | 38 | 13 | 5 | 3.1 | 9 | 5.8 | 2.6 | 1.3 | 0
61.4 | 108.6 | 125 | 155 | 104 | 8.2 | 54 | 218.9 | 145 | 100 | 50 | 42 | 22 | 10 | 10 | 9.5 | 18.4 | 26.8 | 34.5 | 0
14.2 | 80.6 | 23 | 70 | 52 | 55.1 | 28 | 74.4 | 72 | 30.6 | 20 | 50 | 13 | 6 | 5 | 0 | 8.2 | 6.6 | 5.8 | 0
10.9 | 18 | 18 | 16 | 39 | 0 | 1.2 | 28.3 | 23 | 7 | 4 | 19 | 3 | 0 | 0 | 0 | 0 | 0 | 1 | 0
0 | 0 | 10 | 7 | 9 | 25.3 | 0 | 16.5 | 28 | 0 | 0 | 0 | 0 | 0 | 0 | 0 | 0 | 0 | 0 | 0
13 | 19.2 | 25 | 14 | 7 | 10.1 | 0 | 2.3 | 0 | 0.5 | 0 | 0 | 0 | 0 | 0 | 0 | 0 | 0 | 0 | 0
10.7 | 20 | 34 | 24.4 | 21 | 15.2 | 2 | 0 | 0 | 4.2 | 0 | 0 | 0 | 0 | 2 | 0 | 4.2 | 0 | 0 | 0
18.7 | 35 | 6 | 44.6 | 17 | 7.1 | 4.5 | 20 | 7 | 5 | 1 | 3 | 0 | 4 | 0 | 0 | 0 | 0 | 0 | 0
26.4 | 23.2 | 30 | 103.2 | 62 | 20.3 | 0 | 44.4 | 7 | 2 | 1 | 2 | 0 | 0 | 0 | 0 | 0 | 0 | 0 | 0
26.4 | 19.4 | 7 | 79.8 | 56 | 17.2 | 0 | 30 | 8 | 5 | 5 | 3 | 0 | 0 | 0 | 0 | 0 | 0 | 0 | 0
5 | 37.8 | 0 | 75 | 34 | 0 | 3 | 35.3 | 20 | 2.2 | 2 | 9 | 4 | 0 | 0 | 0 | 0 | 0 | 0 | 0
0 | 0 | 2 | 7 | 7 | 3.2 | 0 | 5 | 3 | 0 | 2 | 1 | 0 | 0 | 0 | 0 | 0 | 0 | 0 | 0
3.6 | 23.6 | 6 | 73 | 19 | 5.1 | 0 | 10.5 | 0 | 0 | 2 | 0 | 0 | 0 | 0 | 0 | 0 | 0 | 0 | 0
7.6 | 5.2 | 17 | 63.2 | 11 | 0 | 0 | 7 | 2 | 0 | 0 | 0 | 0 | 0 | 0 | 0 | 0 | 0 | 0 | 0
30.9 | 8 | 67 | 32.4 | 17 | 0 | 0 | 13.5 | 0 | 3 | 3 | 0 | 3 | 0 | 0 | 6 | 0 | 0 | 0 | 0
18.6 | 20 | 30 | 35 | 20 | 6.1 | 9 | 23.2 | 19 | 8 | 3 | 13 | 6.3 | 10 | 0 | 4 | 0 | 0 | 3.6 | 0
46.2 | 25.8 | 80 | 51.2 | 21 | 0 | 7 | 20.3 | 1 | 3 | 1 | 0 | 2 | 0 | 0 | 10 | 0 | 0 | 0 | 0
70 | 65.4 | 25 | 82 | 47 | 30.2 | 4 | 56.5 | 20 | 20.2 | 13 | 24 | 13 | 9 | 13.1 | 9 | 4.2 | 5.4 | 2 | 0
12 | 0 | 27 | 4.9 | 39 | 11.3 | 5 | 25 | 18 | 2 | 2 | 3 | 3 | 7 | 7 | 0 | 8.6 | 5 | 7.9 | 0
17 | 39 | 21 | 10.4 | 23 | 0 | 3 | 28.3 | 33 | 1 | 4 | 0 | 5 | 0 | 0 | 0 | 2.6 | 0 | 1.5 | 0
12.5 | 19.2 | 40 | 13.2 | 12 | 31.1 | 0 | 23 | 14 | 4 | 2 | 2.5 | 0 | 0 | 1 | 0 | 0 | 0 | 0 | 0
13.5 | 23.4 | 12 | 44.6 | 27 | 0 | 3 | 0 | 6 | 0.5 | 1 | 2 | 2 | 0 | 0 | 0 | 0 | 0 | 0 | 0
7.5 | 9.6 | 16 | 27.8 | 19 | 21.4 | 0 | 0 | 6 | 2 | 1 | 0 | 0 | 0 | 0 | 0 | 0 | 0 | 0.5 | 0
0 | 0 | 0 | 68.4 | 21 | 0 | 1.5 | 17 | 2 | 2 | 1 | 1 | 0 | 0 | 0 | 0 | 0 | 0 | 2 | 0
10.5 | 15.2 | 0 | 10.2 | 6 | 7.2 | 0 | 7 | 0 | 2 | 0 | 0 | 0 | 0 | 0 | 0 | 0 | 0 | 0 | 0
0 | 0 | 0 | 9.4 | 0 | 0 | 2 | 0.5 | 0 | 0 | 0 | 0 | 0 | 0 | 0 | 0 | 0 | 0 | 0 | 0
0 | 7.6 | 0 | 9.2 | 2 | 5.2 | 0 | 1 | 0 | 0 | 0 | 0 | 0 | 0 | 0 | 0 | 0 | 0 | 0 | 0
0.7 | 0 | 0 | 0 | 0 | 4.3 | 0 | 0 | 0 | 0 | 0 | 0 | 0 | 0 | 0 | 0 | 0 | 0 | 0 | 0
0.7 | 0 | 0 | 0 | 0 | 0 | 0 | 0 | 0 | 0 | 0 | 0 | 0 | 0 | 0 | 0 | 0 | 0 | 0 | 0
2.8 | 0 | 23 | 2.4 | 0 | 0 | 0 | 0 | 0 | 0 | 0 | 0 | 0 | 0 | 0 | 0 | 0 | 0 | 0 | 0
3.6 | 6.4 | 0 | 16 | 0 | 6.2 | 0 | 0 | 0 | 0 | 0 | 0 | 0 | 0 | 0 | 0 | 0 | 0 | 0 | 0
0 | 0 | 0 | 12.4 | 0 | 0 | 0 | 2 | 0 | 0 | 0 | 0 | 0 | 0 | 0 | 0 | 0 | 0 | 0 | 0
0 | 0 | 0 | 0 | 0 | 0 | 0 | 0 | 0 | 0 | 0 | 0 | 0 | 0 | 0 | 0 | 0 | 0 | 0 | 0
0 | 0 | 0 | 0 | 0 | 3.2 | 0 | 0 | 0 | 21 | 15 | 0 | 0 | 0 | 0 | 0 | 0 | 0 | 0 | 0
1.8 | 0 | 0 | 0 | 0 | 0 | 0 | 0 | 0 | 7.2 | 0 | 0 | 25 | 0 | 0 | 0 | 0 | 0 | 0 | 0
4 | 3.6 | 0 | 8.4 | 3 | 2.3 | 0 | 0 | 0 | 0 | 0 | 0 | 0 | 0 | 0 | 0 | 0 | 0 | 0 | 0
0 | 8.4 | 0 | 13 | 2 | 0 | 0 | 0 | 0 | 0 | 0 | 0 | 0 | 0 | 0 | 0 | 0 | 0 | 0 | 0
14.6 | 3.8 | 14 | 23.2 | 13 | 0 | 0 | 11 | 0 | 1.6 | 0 | 0 | 0 | 0 | 0 | 0 | 0 | 0 | 0 | 0
18.7 | 17.4 | 0 | 9.6 | 7 | 4.1 | 0 | 0 | 0 | 0.8 | 1 | 0 | 0 | 0 | 0 | 3 | 0 | 0 | 0 | 0
15.9 | 0 | 6 | 34.4 | 5 | 0 | 1.3 | 1.2 | 0 | 0 | 0 | 0 | 0 | 0 | 3 | 24 | 0 | 0 | 0 | 0
5.6 | 44.2 | 0 | 18.4 | 27 | 0 | 16 | 23 | 15 | 14.6 | 13 | 9 | 0 | 35 | 48.1 | 7.5 | 5 | 0 | 8.6 | 0
6.1 | 0 | 10 | 27 | 0 | 3.1 | 0.5 | 0 | 0 | 0.6 | 0 | 0 | 7 | 4 | 5 | 0 | 46 | 10.2 | 0 | 0
0 | 18.2 | 0 | 2 | 29 | 0 | 0 | 0 | 0 | 0 | 0 | 0 | 0 | 0 | 0 | 0 | 0 | 0 | 2.5 | 0
2.4 | 0 | 0 | 9.2 | 0 | 0 | 0 | 4 | 0 | 0 | 0 | 0 | 0 | 0 | 0 | 0 | 0 | 0 | 0 | 0
5.9 | 1.4 | 0 | 8.8 | 3 | 6.1 | 0 | 0 | 6 | 0 | 0 | 0 | 0 | 0 | 0 | 0 | 0 | 0 | 0 | 0
17 | 8.4 | 19 | 26.4 | 17 | 0 | 0 | 8 | 0 | 2 | 2 | 0 | 0 | 0 | 0 | 0 | 0 | 0 | 0 | 0
12 | 0 | 20 | 28.4 | 22.3 | 0 | 6.5 | 10.5 | 6 | 2.4 | 2 | 3 | 0 | 0 | 0 | 0 | 0 | 0 | 1.3 | 0
23.9 | 35.8 | 33 | 4.4 | 0 | 20.3 | 0 | 0 | 0 | 0 | 1 | 2 | 0 | 0 | 0 | 0 | 0 | 0 | 0 | 0
15.6 | 23.4 | 3 | 29.6 | 43 | 21.1 | 6 | 28 | 0 | 0 | 1 | 0 | 0 | 0 | 0 | 2 | 0 | 0 | 0 | 0
17.8 | 24.6 | 33 | 40.6 | 47 | 20.2 | 8 | 0 | 15 | 8.4 | 3 | 4 | 4 | 0 | 0 | 0 | 0 | 0 | 0 | 0
15.2 | 26.4 | 22 | 89.2 | 93 | 23.9 | 33 | 68 | 30 | 24.2 | 1 | 0 | 9 | 0 | 0 | 0 | 0 | 0 | 4.1 | 0
7.6 | 19.6 | 10 | 67.2 | 129 | 2.7 | 4.5 | 15 | 26 | 7 | 3 | 7 | 3 | 0 | 0 | 0 | 0 | 0 | 1.3 | 0
8.4 | 8.2 | 8 | 28.2 | 23 | 9.1 | 2.4 | 43 | 18 | 5 | 3 | 3 | 2 | 0 | 0 | 0 | 0 | 0 | 4.8 | 0
2.2 | 0 | 9 | 4.2 | 35 | 5.2 | 0 | 1 | 4 | 1 | 4 | 4.5 | 0 | 0 | 0 | 0 | 0 | 0 | 0 | 0
7.6 | 16.2 | 17 | 69.6 | 40 | 0 | 6 | 6 | 0 | 3 | 0 | 32 | 0 | 0 | 0 | 0 | 0 | 0 | 1 | 0
2.6 | 10.6 | 7 | 13.8 | 9 | 19.2 | 0 | 2 | 0 | 4.5 | 0 | 22.5 | 0 | 0 | 0 | 0 | 0 | 0 | 0 | 0
0 | 1.2 | 0 | 31 | 23 | 6.1 | 0 | 0 | 1 | 0 | 0 | 17 | 0 | 0 | 10 | 0 | 0 | 0 | 0 | 0
0 | 0 | 0 | 0 | 2 | 3.1 | 0 | 0 | 0 | 0 | 0 | 0 | 0 | 0 | 0 | 0 | 0 | 0 | 0 | 0
0 | 0 | 0 | 3.6 | 0 | 0 | 0 | 9.6 | 0 | 0 | 0 | 0 | 0 | 0 | 0 | 0 | 0 | 0 | 0 | 0
0 | 0 | 0 | 0 | 0 | 0 | 0 | 0.2 | 0 | 0 | 0 | 0 | 0 | 0 | 0 | 0 | 0 | 0 | 0 | 0
0 | 0 | 0 | 6 | 27 | 0 | 0 | 25.3 | 8 | 0 | 0 | 3 | 0 | 0 | 0 | 0 | 0 | 0 | 0 | 0
0 | 28.8 | 0 | 2 | 0 | 0 | 0 | 5.3 | 22 | 31 | 2 | 0 | 10 | 0 | 0 | 0 | 15.2 | 38 | 10.7 | 0
0 | 0 | 0 | 0 | 0 | 0 | 0 | 4.3 | 1 | 1 | 0 | 0 | 0 | 0 | 0 | 0 | 0 | 0 | 0 | 0
0 | 0 | 0 | 0 | 0 | 0 | 0 | 0 | 0 | 0 | 0 | 0 | 0 | 0 | 0 | 0 | 0 | 0 | 0 | 0
0 | 0 | 0 | 0 | 0 | 0 | 0 | 0 | 0 | 0 | 0 | 0 | 0 | 0 | 0 | 0 | 4.2 | 0 | 0 | 0
0 | 0 | 0 | 0 | 0 | 0 | 0 | 0 | 0 | 0 | 0 | 0 | 0 | 0 | 0 | 0 | 0 | 0 | 0 | 0
0 | 0 | 0 | 0 | 0 | 0 | 0 | 0 | 0 | 0 | 0 | 0 | 0 | 0 | 0 | 0 | 0 | 0 | 0 | 0
0 | 0 | 0 | 0 | 0 | 0 | 0 | 0 | 0 | 0 | 0 | 0 | 0 | 0 | 0 | 0 | 0 | 0 | 0 | 0
0 | 0 | 0 | 0 | 0 | 0 | 0 | 0.5 | 0 | 0 | 0 | 0 | 0 | 0 | 0 | 0 | 0 | 0 | 0 | 0
0 | 0 | 0 | 2.2 | 0 | 0 | 0 | 0 | 0 | 0 | 0 | 0 | 0 | 0 | 0 | 0 | 0 | 0 | 0 | 0
0 | 0 | 0 | 0 | 0 | 0 | 0 | 0 | 0 | 0 | 0 | 0 | 0 | 0 | 0 | 0 | 0 | 0 | 0 | 0
0 | 0 | 0 | 0 | 0 | 0 | 0 | 0 | 0 | 0 | 0 | 0 | 0 | 0 | 0 | 0 | 0 | 0 | 0 | 0
0 | 0 | 0 | 0 | 0 | 0 | 0 | 0 | 0 | 0 | 0 | 0 | 0 | 0 | 3 | 0 | 0 | 4.8 | 8.1 | 0
2.3 | 0 | 5 | 0 | 0 | 32.4 | 32 | 0 | 0 | 0 | 2 | 0 | 0 | 25 | 13 | 41 | 0 | 11.6 | 0 | 0
3.2 | 0 | 30 | 0 | 4 | 41.1 | 2 | 38.8 | 21 | 18.4 | 11 | 11 | 0 | 27 | 0 | 0 | 24.8 | 6 | 20.3 | 0
2.6 | 3.8 | 4 | 20.8 | 27 | 0 | 10 | 5 | 0 | 0 | 0 | 0 | 0 | 0 | 1 | 50 | 0 | 0 | 0 | 0
15.6 | 12.4 | 18 | 1.8 | 0 | 5.1 | 54 | 0 | 0 | 3 | 2.2 | 0 | 0 | 0 | 40 | 6 | 0.5 | 13.6 | 4.8 | 0
1 | 21.8 | 0 | 42.2 | 28.6 | 19.2 | 6 | 0 | 0 | 6 | 8 | 0 | 12 | 25 | 10 | 0 | 48.8 | 6 | 40.6 | 0
3.6 | 1.4 | 4 | 6.6 | 47 | 0 | 0 | 2.3 | 20 | 37 | 37 | 15 | 20 | 28 | 30 | 23 | 8.6 | 12.8 | 9.4 | 0
17.6 | 2.6 | 10 | 1.2 | 0 | 0 | 0.5 | 1.5 | 3 | 7 | 1 | 10 | 18.6 | 14 | 0 | 74 | 11.8 | 21.2 | 19.1 | 0
0 | 23.4 | 0 | 31.4 | 43 | 0 | 25 | 18.5 | 15 | 6 | 5 | 28 | 8 | 0 | 71 | 80 | 40.4 | 39 | 61.2 | 0
0 | 0 | 0 | 0 | 0 | 0 | 2.4 | 14 | 5 | 32 | 26 | 76 | 11 | 0 | 88 | 36 | 14 | 13.2 | 9.4 | 0
17.5 | 0 | 35 | 8 | 0 | 0 | 3.4 | 7.1 | 3 | 32 | 22 | 8 | 9 | 0 | 10 | 7 | 12.1 | 14 | 25.9 | 0
1.7 | 28.2 | 8 | 55 | 15 | 30.2 | 0 | 12 | 2 | 16.5 | 43 | 7 | 27 | 0 | 4 | 0 | 24.4 | 35.4 | 4.6 | 0
20.2 | 16.2 | 0 | 4.4 | 0 | 0 | 0 | 0.2 | 0 | 0 | 0 | 2 | 0 | 0 | 0 | 0 | 0 | 0 | 0 | 0
2.1 | 15.2 | 0 | 3.6 | 0 | 0 | 0 | 0 | 0 | 0.8 | 0 | 0 | 0 | 0 | 0 | 0 | 0 | 28 | 0 | 0
3.1 | 2.4 | 5 | 10.6 | 0 | 0 | 2 | 0 | 0 | 0 | 0 | 0 | 0 | 0 | 0 | 0 | 0 | 0 | 0 | 0
0 | 0 | 0 | 0 | 0 | 0 | 0 | 0 | 0 | 0 | 0 | 0 | 0 | 0 | 0 | 0 | 0 | 0 | 0 | 0
7.8 | 0 | 7 | 0 | 0 | 0 | 0 | 0 | 0 | 0 | 0 | 4 | 0 | 0 | 0 | 0 | 0 | 0 | 0 | 0
4.2 | 36.4 | 0 | 33.8 | 0 | 0 | 8.6 | 0 | 0 | 0 | 0 | 0 | 0 | 0 | 0 | 20 | 0 | 5.2 | 0 | 0
7.6 | 8.2 | 5 | 0 | 0 | 0 | 7.2 | 12.5 | 15 | 17.3 | 5 | 1.2 | 19 | 0 | 5 | 11 | 11 | 7 | 18.8 | 0
41.8 | 11.6 | 50 | 6.6 | 3 | 0 | 17.3 | 10.8 | 10 | 8.4 | 10 | 24 | 15 | 0 | 5.1 | 20 | 17.4 | 0 | 23.6 | 0
0.2 | 66.2 | 0 | 5 | 57 | 0 | 0 | 19 | 13 | 10.4 | 4 | 11 | 0 | 24 | 22 | 0 | 17.4 | 22.2 | 0 | 0
0.1 | 0 | 0 | 2.8 | 0 | 0 | 0 | 2 | 0 | 14.4 | 4 | 0 | 8 | 0 | 0 | 10 | 8.6 | 25.8 | 32 | 0
1.4 | 0 | 0 | 131.8 | 0 | 0 | 0 | 0 | 0 | 0 | 0 | 0 | 33 | 0 | 0 | 8 | 0 | 0 | 0 | 0
6.7 | 0 | 8 | 21.6 | 0 | 0 | 0 | 0 | 0 | 1 | 0 | 4 | 2 | 0 | 9 | 9 | 6.4 | 8 | 30.7 | 0
8.2 | 16.8 | 0 | 10.6 | 15 | 0 | 0 | 16 | 2 | 8.8 | 10 | 4 | 8 | 17 | 16 | 4.5 | 21.8 | 28.2 | 11.7 | 0
24.8 | 10 | 0 | 3.6 | 2 | 0 | 2 | 1.6 | 3 | 0 | 0 | 0 | 0 | 18 | 2.6 | 13.3 | 0 | 2.6 | 0 | 0
0 | 6.4 | 59 | 1.1 | 0 | 0 | 39.8 | 5 | 0 | 4.2 | 2.8 | 4 | 9.4 | 37 | 22 | 26.3 | 9 | 27.4 | 36.7 | 0
2.4 | 28.4 | 0 | 51.4 | 17 | 0 | 26 | 6 | 0 | 24 | 19 | 5 | 9.4 | 19 | 36 | 2.8 | 26 | 3.4 | 19.8 | 0
0 | 5.8 | 0 | 2.2 | 0 | 0 | 0 | 0 | 0 | 0 | 0 | 0 | 0 | 4 | 5 | 64.5 | 4.8 | 21 | 0 | 0
42 | 1.8 | 57 | 0 | 0 | 0 | 0 | 0 | 0 | 3.2 | 3 | 9 | 9 | 58 | 83 | 39.5 | 29.2 | 0 | 19.8 | 0
10.7 | 40 | 0 | 25.6 | 23 | 0 | 31 | 37.2 | 35 | 23.4 | 33 | 25 | 31 | 60 | 45 | 55 | 43.2 | 61.6 | 94 | 0
0 | 46.4 | 0 | 0 | 50 | 0 | 2 | 0.5 | 3 | 1 | 1 | 5 | 3.6 | 82 | 83.1 | 12 | 7 | 5.4 | 2.5 | 0
0 | 7.2 | 0 | 0 | 0 | 0 | 0 | 1.5 | 2 | 15.5 | 11 | 11 | 3 | 27 | 36 | 0 | 5.6 | 0 | 4.1 | 0
25.7 | 8.2 | 32 | 0 | 0 | 0 | 0.5 | 11 | 0 | 18 | 7 | 0 | 0 | 0 | 0 | 32 | 10.8 | 12 | 8.9 | 0
12.9 | 40 | 0 | 66 | 46.2 | 0 | 59.2 | 40 | 50 | 26 | 28 | 30 | 27 | 28 | 23 | 7.8 | 64.4 | 70.6 | 71.4 | 0
6.7 | 14.4 | 0 | 1.8 | 25 | 0 | 21.02 | 8 | 3 | 0 | 1.2 | 7 | 0 | 15 | 15 | 7.5 | 6.6 | 7 | 16.8 | 0
15.7 | 7.4 | 0 | 0 | 0 | 0 | 1.07 | 5 | 2 | 2.6 | 0 | 9 | 5 | 22 | 15 | 22.5 | 4.2 | 5.6 | 12.9 | 0
0 | 0 | 0 | 0 | 35 | 0 | 0 | 0 | 0 | 0 | 0 | 0.4 | 0 | 20 | 16 | 9 | 4.8 | 6.4 | 1 | 0
25.1 | 22.8 | 41 | 5 | 0 | 0 | 0 | 2.5 | 3 | 0.5 | 0 | 29 | 0 | 0 | 12 | 5.8 | 10.2 | 3.6 | 0 | 0
10.7 | 16.2 | 0 | 128.2 | 63 | 0 | 21 | 25.5 | 13 | 15.4 | 8 | 7 | 3 | 15 | 4.1 | 6.5 | 8.8 | 20.4 | 36.6 | 0
36.5 | 36.4 | 0 | 25 | 18.3 | 0 | 29.2 | 40 | 13 | 23.5 | 24 | 27 | 14 | 8 | 10 | 10 | 24.3 | 33 | 15.7 | 0
35.3 | 40 | 120 | 15 | 35.4 | 0 | 35 | 12.8 | 35 | 19.4 | 20 | 14 | 35 | 34 | 13 | 110 | 22 | 19 | 70.6 | 0
8.9 | 40 | 27 | 37.6 | 28 | 0 | 32.2 | 53.7 | 35 | 12.4 | 20 | 42 | 20 | 65 | 60 | 8 | 42 | 50.6 | 23 | 0
0 | 16 | 0 | 3.2 | 6 | 0 | 28 | 5 | 10 | 4.5 | 7 | 7 | 10 | 18 | 9 | 208 | 7.4 | 17.8 | 9.6 | 0
0 | 0 | 0 | 0 | 7 | 0 | 0 | 8.7 | 1 | 24.9 | 37 | 14 | 53 | 117 | 140 | 55 | 71.2 | 74.6 | 110 | 0
0 | 0 | 0 | 0 | 0 | 0 | 1 | 2.2 | 12 | 2 | 3 | 12 | 13 | 42 | 31 | 0 | 19 | 20 | 16.8 | 0
0 | 0 | 0 | 0 | 0 | 0 | 0 | 12 | 0 | 0 | 0 | 1 | 0 | 20 | 0 | 50 | 0.4 | 0 | 0 | 0
0 | 0 | 0 | 0 | 0 | 0 | 0 | 42 | 0 | 11.4 | 10 | 55 | 10 | 55 | 80 | 58.8 | 10.9 | 32.4 | 36.4 | 0
0 | 0 | 0 | 0 | 0 | 0 | 3.2 | 39.6 | 0 | 7 | 5 | 14 | 22 | 62 | 60 | 42 | 39.6 | 41 | 53.4 | 0
0 | 0 | 0 | 0 | 0 | 0 | 0 | 0 | 0 | 4.5 | 2 | 19 | 13 | 54 | 18 | 35 | 30.6 | 24 | 19.8 | 0
0 | 0 | 0 | 0 | 0 | 0 | 0 | 0 | 0 | 6.5 | 2 | 14 | 0 | 50 | 30 | 10 | 29.2 | 19.8 | 17.3 | 0
0 | 0 | 0 | 0 | 0 | 0 | 0 | 2.5 | 0 | 2.5 | 0 | 0 | 0 | 20 | 20.1 | 16 | 10.8 | 0 | 6 | 0
0 | 0 | 0 | 0 | 0 | 0 | 0 | 0 | 0 | 3 | 3 | 17 | 13.6 | 26 | 28 | 10 | 16.8 | 18.6 | 1.8 | 0
0 | 0 | 0 | 0 | 0 | 0 | 0 | 0 | 0 | 0 | 0 | 0 | 0 | 0 | 5 | 0 | 0 | 4.6 | 0 | 0
0 | 0 | 0 | 0 | 0 | 0 | 0 | 0 | 0 | 0 | 0 | 0 | 0 | 0 | 0 | 6.3 | 0 | 0 | 0 | 0
0 | 0 | 0 | 0 | 0 | 0 | 0 | 0 | 0 | 0 | 0 | 0 | 0 | 6 | 14 | 0 | 0.8 | 0 | 0 | 0
0 | 0 | 0 | 0 | 0 | 0 | 0 | 0 | 0 | 0 | 0 | 0 | 0 | 0 | 0 | 0 | 0 | 0 | 0 | 0
0 | 0 | 0 | 0 | 0 | 0 | 0 | 0 | 0 | 0 | 0 | 0 | 0 | 4 | 2 | 13.5 | 0 | 0 | 0 | 0
0 | 0 | 0 | 0 | 0 | 0 | 0 | 0 | 0 | 0 | 0 | 35 | 0 | 20 | 5.1 | 5 | 10.2 | 0 | 1 | 0
0 | 0 | 0 | 0 | 0 | 0 | 0 | 0 | 0 | 0 | 0 | 0 | 0 | 0 | 10 | 0 | 0 | 9 | 24.4 | 0
0 | 0 | 0 | 0 | 0 | 0 | 0 | 0 | 0 | 0 | 0 | 0 | 0 | 0 | 3 | 0 | 8.2 | 20.6 | 11.7 | 0
0 | 0 | 0 | 0 | 0 | 0 | 0 | 0 | 0 | 0 | 0 | 0 | 0 | 20 | 0 | 0 | 0 | 0 | 0 | 0
0 | 0 | 0 | 0 | 0 | 0 | 0 | 0 | 0 | 0 | 0 | 0 | 0 | 0 | 0 | 0 | 0 | 0 | 0 | 0
0 | 0 | 0 | 0 | 0 | 0 | 0 | 0 | 0 | 0 | 0 | 0 | 0 | 0 | 0 | 0 | 0 | 0 | 0 | 0
0 | 0 | 0 | 0 | 0 | 0 | 0 | 0 | 0 | 0 | 0 | 0 | 0 | 0 | 0 | 0 | 0 | 0 | 0 | 0
0 | 0 | 0 | 0 | 0 | 0 | 0 | 0 | 0 | 0 | 0 | 0 | 0 | 0 | 0 | 0 | 0 | 0 | 0 | 0
0 | 0 | 0 | 0 | 0 | 0 | 0 | 0 | 0 | 0 | 0 | 0 | 0 | 0 | 0 | 0 | 0 | 0 | 0 | 0
0 | 0 | 0 | 0 | 0 | 0 | 0 | 0 | 0 | 0 | 0 | 0 | 0 | 0 | 0 | 0 | 0 | 0 | 0 | 0
0 | 0 | 0 | 0 | 0 | 0 | 0 | 0 | 0 | 0 | 0 | 0 | 0 | 0 | 0 | 0 | 0 | 0 | 0 | 0
0 | 0 | 0 | 0 | 0 | 0 | 0 | 0 | 0 | 0 | 0 | 0 | 0 | 0 | 0 | 0 | 0 | 0 | 0 | 0
0 | 0 | 0 | 0 | 0 | 0 | 0 | 0 | 0 | 0 | 0 | 0 | 0 | 0 | 0 | 0 | 0 | 0 | 0 | 0
0 | 0 | 0 | 0 | 0 | 0 | 0 | 0 | 0 | 0 | 0 | 0 | 0 | 0 | 0 | 0 | 0 | 0 | 0 | 0
0 | 0 | 0 | 0 | 0 | 0 | 0 | 0 | 0 | 0 | 0 | 0 | 0 | 0 | 0 | 0 | 0 | 0 | 0 | 0
0 | 0 | 0 | 0 | 0 | 0 | 0 | 0 | 0 | 0 | 0 | 0 | 0 | 0 | 0 | 0 | 0 | 0 | 0 | 0
0 | 0 | 0 | 0 | 0 | 0 | 0 | 0 | 0 | 0 | 0 | 0 | 0 | 0 | 0 | 0 | 0 | 0 | 0 | 0
0 | 0 | 0 | 0 | 0 | 0 | 0 | 0 | 0 | 0 | 0 | 0 | 0 | 0 | 0 | 0 | 0 | 0 | 0 | 0
0 | 0 | 0 | 0 | 0 | 0 | 0 | 0 | 0 | 0 | 0 | 0 | 0 | 0 | 0 | 0 | 0 | 0 | 0 | 0
0 | 0 | 0 | 0 | 0 | 0 | 0 | 0 | 0 | 0 | 0 | 0 | 0 | 0 | 0 | 0 | 0 | 0 | 0 | 0
0 | 0 | 0 | 0 | 0 | 0 | 0 | 0 | 0 | 0 | 0 | 0 | 0 | 0 | 0 | 0 | 0 | 0 | 0 | 0
0 | 0 | 0 | 0 | 0 | 0 | 0 | 0 | 0 | 0 | 0 | 0 | 0 | 0 | 0 | 0 | 0 | 0 | 0 | 0
0 | 0 | 0 | 0 | 0 | 0 | 0 | 0 | 0 | 0 | 0 | 0 | 0 | 0 | 0 | 0 | 0 | 0 | 0 | 0
0 | 0 | 0 | 0 | 0 | 0 | 0 | 0 | 0 | 0 | 0 | 0 | 0 | 0 | 0 | 0 | 0 | 0 | 0 | 0
0 | 0 | 0 | 0 | 0 | 0 | 0 | 0 | 0 | 0 | 0 | 0 | 0 | 0 | 0 | 0 | 0 | 0 | 0 | 0
0 | 0 | 0 | 0 | 0 | 0 | 0 | 0 | 0 | 0 | 0 | 0 | 0 | 0 | 0 | 0 | 0 | 0 | 0 | 0
0 | 0 | 0 | 0 | 0 | 0 | 0 | 0 | 0 | 0 | 0 | 0 | 0 | 0 | 0 | 0 | 0 | 0 | 0 | 0
0 | 0 | 0 | 0 | 0 | 0 | 0 | 0 | 0 | 0 | 0 | 0 | 0 | 0 | 0 | 0 | 0 | 0 | 0 | 0
0 | 0 | 0 | 0 | 0 | 0 | 0 | 0 | 0 | 0 | 0 | 0 | 0 | 0 | 0 | 0 | 0 | 0 | 0 | 0
0 | 0 | 0 | 0 | 0 | 0 | 0 | 0 | 0 | 0 | 0 | 0 | 0 | 0 | 3 | 16.5 | 0 | 0 | 0 | 0
0 | 0 | 0 | 0 | 0 | 0 | 0 | 0 | 0 | 1.8 | 0 | 0 | 5 | 0 | 9 | 20 | 9.4 | 0 | 5.8 | 0
0 | 0 | 0 | 0 | 0 | 0 | 0 | 0 | 0 | 0 | 0 | 0 | 2 | 0 | 0 | 0 | 0 | 6 | 0 | 0
0 | 0 | 0 | 0 | 0 | 0 | 0 | 0 | 0 | 2 | 0 | 0 | 6 | 0 | 12.1 | 0 | 11.4 | 9 | 3.6 | 0
0 | 0 | 0 | 0 | 0 | 0 | 0 | 0 | 0 | 0 | 0 | 0 | 0 | 5 | 0 | 0 | 0 | 0 | 1.5 | 0
0 | 0 | 0 | 0 | 0 | 0 | 0 | 0 | 0 | 0 | 0 | 0 | 0 | 0 | 5 | 0 | 0 | 0 | 0 | 0
0 | 0 | 0 | 0 | 0 | 0 | 0 | 0 | 0 | 0 | 0 | 0 | 0 | 0 | 0 | 0 | 0 | 0 | 0 | 0
0 | 0 | 0 | 0 | 0 | 0 | 0 | 0 | 0 | 0 | 0 | 0 | 0 | 0 | 0 | 0 | 0 | 0 | 0 | 0
0 | 0 | 0 | 0 | 0 | 0 | 0 | 0 | 0 | 0 | 0 | 0 | 0 | 0 | 0 | 0 | 0 | 0 | 0 | 0
0 | 0 | 0 | 0 | 0 | 0 | 0 | 0 | 0 | 0 | 0 | 0 | 0 | 0 | 0 | 0 | 0 | 0 | 0 | 0
0 | 0 | 0 | 0 | 0 | 0 | 0 | 0 | 0 | 0 | 0 | 0 | 0 | 0 | 0 | 0 | 0 | 0 | 0 | 0
0 | 0 | 0 | 0 | 0 | 0 | 0 | 0 | 0 | 0 | 0 | 0 | 0 | 0 | 0 | 0 | 0 | 0 | 0 | 0
0 | 0 | 0 | 0 | 0 | 0 | 0 | 0 | 0 | 0 | 0 | 0 | 0 | 0 | 0 | 0 | 0 | 0 | 0 | 0
0 | 0 | 0 | 0 | 0 | 0 | 0 | 0 | 0 | 0 | 0 | 0 | 0 | 0 | 0 | 0 | 0 | 0 | 0 | 5.5
0 | 0 | 0 | 0 | 0 | 0 | 0 | 0 | 0 | 0 | 0 | 0 | 0 | 0 | 0 | 0 | 0 | 0 | 0 | 5.5
0 | 0 | 0 | 0 | 0 | 0 | 0 | 0 | 0 | 0 | 0 | 0 | 0 | 0 | 0 | 0 | 0 | 0 | 0 | 5.5
0 | 0 | 0 | 0 | 0 | 0 | 0 | 0 | 0 | 0 | 0 | 0 | 0 | 0 | 0 | 0 | 0 | 0 | 0 | 5.5
0 | 0 | 0 | 0 | 0 | 0 | 0 | 0 | 0 | 0 | 0 | 0 | 0 | 0 | 0 | 15 | 0 | 0 | 0 | 5.5
0 | 0 | 0 | 0 | 0 | 0 | 0 | 0 | 0 | 0 | 0 | 0 | 0 | 0 | 17 | 2 | 0 | 0 | 0 | 5.5
0 | 0 | 0 | 0 | 0 | 0 | 0 | 1.5 | 0 | 2.8 | 0 | 0 | 4 | 0 | 0 | 42.5 | 0 | 4 | 0 | 5.5
0 | 0 | 0 | 0 | 0 | 0 | 0 | 2 | 0 | 0.8 | 0 | 2 | 4 | 35 | 35 | 21 | 11.2 | 6 | 0 | 5.5
0 | 0 | 0 | 0 | 0 | 0 | 0 | 0 | 0 | 0 | 0 | 0 | 0 | 0.5 | 27 | 20 | 8.7 | 38 | 44.7 | 5.5
0 | 0 | 0 | 0 | 0 | 0 | 0 | 0 | 0 | 0 | 0 | 0 | 0 | 0 | 1.1 | 171 | 0 | 0 | 1 | 5.5
0 | 0 | 0 | 0 | 0 | 0 | 0 | 0 | 0 | 0 | 3 | 0 | 5 | 135 | 233 | 0 | 18.6 | 32.3 | 5.3 | 5.5
0 | 0 | 0 | 0 | 0 | 0 | 0 | 0 | 0 | 0 | 0 | 0 | 0 | 0 | 30 | 0 | 0 | 0 | 0 | 5.5
0 | 0 | 0 | 0 | 0 | 0 | 0 | 0 | 0 | 0 | 0 | 0 | 0 | 0 | 50 | 91 | 0 | 0 | 0 | 5.5
0 | 0 | 0 | 0 | 0 | 0 | 0 | 2 | 0 | 8 | 7 | 14 | 20 | 10.5 | 103 | 34 | 39.6 | 38.8 | 15.5 | 5.5
0 | 0 | 0 | 0 | 0 | 0 | 0 | 0 | 0 | 1 | 0 | 0 | 3 | 14 | 0 | 0 | 6.2 | 0 | 0 | 5.5
0 | 0 | 0 | 0 | 0 | 0 | 0 | 0 | 0 | 0 | 0 | 0 | 0 | 0 | 0 | 0 | 0 | 0 | 0 | 5.5
0 | 0 | 0 | 0 | 0 | 0 | 0 | 0 | 0 | 0 | 0 | 0 | 0 | 0 | 0 | 0 | 0 | 0 | 0 | 5.5
0 | 0 | 0 | 0 | 0 | 0 | 0 | 0 | 0 | 0 | 0 | 0 | 0 | 0 | 0 | 0 | 0 | 0 | 0 | 5.5
0 | 0 | 0 | 0 | 0 | 0 | 0 | 0 | 0 | 0 | 0 | 0 | 0 | 0 | 0 | 4 | 0 | 0 | 1.3 | 5.5
0 | 0 | 0 | 0 | 0 | 0 | 0 | 0 | 0 | 0 | 0 | 0 | 2 | 7 | 0 | 0 | 0 | 0 | 0 | 5.5
0 | 0 | 0 | 0 | 0 | 0 | 0 | 0 | 0 | 0 | 0 | 0 | 0 | 0 | 0 | 0 | 0 | 0 | 0 | 5.5
0 | 0 | 0 | 0 | 0 | 0 | 0 | 0 | 0 | 0 | 0 | 0 | 0 | 0 | 0 | 0 | 0 | 0 | 0 | 5.5
0 | 0 | 0 | 0 | 0 | 0 | 0 | 0 | 0 | 0 | 0 | 0 | 0 | 0 | 0 | 0 | 0 | 0 | 0 | 5.5
0 | 0 | 0 | 0 | 0 | 0 | 0 | 0 | 0 | 0 | 0 | 0 | 0 | 0 | 0 | 0 | 0 | 0 | 0 | 5.5
0 | 0 | 0 | 0 | 0 | 0 | 0 | 0 | 0 | 0 | 0 | 0 | 0 | 0 | 0 | 0 | 0 | 0 | 0 | 5.5
0 | 0 | 0 | 0 | 0 | 0 | 0 | 0 | 0 | 0 | 0 | 0 | 0 | 0 | 0 | 0 | 0 | 0 | 0 | 5.5
0 | 0 | 0 | 0 | 0 | 0 | 0 | 0 | 0 | 0 | 0 | 0 | 0 | 0 | 0 | 0 | 0 | 0 | 0 | 5.5
0 | 0 | 0 | 0 | 0 | 0 | 0 | 0 | 0 | 0 | 0 | 0 | 0 | 0 | 2.2 | 0 | 0 | 0 | 0 | 5.5
0 | 0 | 0 | 0 | 0 | 0 | 0 | 0 | 0 | 0 | 0 | 0 | 0 | 0 | 0 | 0 | 0 | 0 | 0 | 5.5
0 | 0 | 0 | 0 | 0 | 0 | 0 | 0 | 0 | 0 | 0 | 0 | 0 | 0 | 0 | 0 | 0 | 0 | 0 | 5.5
0 | 0 | 0 | 0 | 0 | 0 | 0 | 0 | 0 | 0 | 0 | 0 | 0 | 0 | 0 | 0 | 0 | 0 | 0 | 5.5
0 | 0 | 0 | 0 | 0 | 0 | 0 | 0 | 0 | 0 | 0 | 0 | 0 | 0 | 0 | 0 | 0 | 0 | 0 | 11
0 | 0 | 0 | 0 | 0 | 0 | 0 | 0 | 0 | 0 | 0 | 0 | 0 | 0 | 0 | 0 | 0 | 0 | 0 | 11
0 | 0 | 0 | 0 | 0 | 0 | 0 | 0 | 0 | 0 | 0 | 0 | 0 | 0 | 0 | 0 | 0 | 0 | 0 | 11
0 | 0 | 0 | 0 | 0 | 0 | 0 | 0 | 0 | 0 | 0 | 0 | 0 | 0 | 0 | 0 | 0 | 0 | 0 | 11
0 | 0 | 0 | 0 | 0 | 0 | 0 | 0 | 0 | 0 | 0 | 0 | 0 | 0 | 0 | 0 | 0 | 0 | 0 | 11
0 | 0 | 0 | 0 | 0 | 0 | 0 | 0 | 0 | 0 | 0 | 0 | 0 | 0 | 0 | 0 | 0 | 0 | 0 | 11
0 | 0 | 0 | 0 | 0 | 0 | 0 | 0 | 0 | 0 | 0 | 0 | 0 | 0 | 0 | 0 | 0 | 0 | 0 | 11
0 | 0 | 0 | 0 | 0 | 0 | 0 | 0 | 0 | 0 | 0 | 0 | 0 | 0 | 0 | 0 | 0 | 0 | 0 | 11
0 | 0 | 0 | 0 | 0 | 0 | 0 | 0 | 0 | 0 | 0 | 0 | 0 | 0 | 0 | 0 | 0 | 0 | 0 | 11
0 | 0 | 0 | 0 | 0 | 0 | 0 | 0 | 0 | 0 | 0 | 0 | 0 | 0 | 0 | 0 | 0 | 0 | 0 | 11
0 | 0 | 0 | 0 | 0 | 0 | 0 | 0 | 0 | 0 | 0 | 0 | 0 | 0 | 0 | 0 | 0 | 0 | 0 | 11
0 | 0 | 0 | 0 | 0 | 0 | 0 | 0 | 0 | 0 | 0 | 0 | 0 | 0 | 0 | 0 | 0 | 0 | 0 | 11
0 | 0 | 0 | 0 | 0 | 0 | 0 | 0 | 0 | 0 | 0 | 0 | 0 | 0 | 0 | 0 | 0 | 0 | 0 | 11
0 | 0 | 0 | 0 | 0 | 0 | 0 | 0 | 0 | 0 | 0 | 0 | 0 | 0 | 0 | 0 | 0 | 0 | 0 | 11
0 | 0 | 0 | 0 | 0 | 0 | 0 | 0 | 0 | 0 | 0 | 0 | 0 | 0 | 0 | 0 | 0 | 0 | 0 | 11
0 | 0 | 0 | 0 | 0 | 0 | 0 | 0 | 0 | 0 | 0 | 0 | 0 | 0 | 0 | 0 | 0 | 0 | 0 | 11
0 | 0 | 0 | 0 | 0 | 0 | 0 | 0 | 0 | 0 | 0 | 0 | 0 | 0 | 0 | 0 | 0 | 0 | 0 | 11
0 | 0 | 0 | 0 | 0 | 0 | 0 | 0 | 0 | 0 | 0 | 0 | 0 | 0 | 0 | 0 | 0 | 0 | 0 | 11
0 | 0 | 0 | 0 | 0 | 0 | 0 | 0 | 0 | 0 | 0 | 0 | 0 | 0 | 0 | 0 | 0 | 0 | 0 | 11
0 | 0 | 0 | 0 | 0 | 0 | 0 | 0 | 0 | 0 | 0 | 0 | 0 | 0 | 0 | 0 | 0 | 0 | 0 | 11
16.5 | 32.4 | 20 | 0 | 0 | 0 | 0 | 0 | 0 | 0 | 0 | 0 | 0 | 0 | 0 | 0 | 0 | 0 | 0 | 11
0 | 0 | 0 | 0 | 0 | 0 | 0 | 0 | 0 | 0 | 0 | 0 | 0 | 0 | 0 | 0 | 0 | 0 | 0 | 11
0 | 0 | 0 | 0 | 0 | 0 | 0 | 0 | 0 | 0 | 0 | 0 | 0 | 0 | 0 | 0 | 0 | 0 | 0 | 11
0 | 0 | 0 | 0 | 0 | 0 | 0 | 0 | 0 | 0 | 0 | 0 | 0 | 0 | 0 | 0 | 0 | 0 | 0 | 11
0 | 0 | 0 | 0 | 0 | 0 | 0 | 0 | 0 | 0 | 0 | 0 | 0 | 0 | 0 | 0 | 0 | 0 | 0 | 11
0 | 0 | 0 | 0 | 0 | 0 | 0 | 0 | 0 | 0 | 0 | 0 | 0 | 0 | 0 | 0 | 0 | 0 | 0 | 11
0 | 0 | 0 | 27.6 | 0 | 0 | 0 | 0 | 0 | 0 | 0 | 0 | 0 | 0 | 0 | 0 | 0 | 0 | 0 | 11
0 | 0 | 0 | 0 | 0 | 0 | 0 | 0 | 0 | 0 | 0 | 0 | 0 | 0 | 0 | 0 | 0 | 0 | 0 | 11
0 | 0 | 0 | 0 | 0 | 0 | 0 | 0 | 0 | 0 | 0 | 0 | 0 | 0 | 0 | 0 | 0 | 0 | 0 | 16.5
0 | 0 | 0 | 0 | 0 | 0 | 0 | 0 | 0 | 0 | 0 | 0 | 0 | 0 | 0 | 0 | 0 | 0 | 0 | 16.5
0 | 0 | 0 | 0 | 0 | 0 | 0 | 0 | 0 | 0 | 0 | 0 | 0 | 0 | 0 | 0 | 0 | 0 | 0 | 16.5
0 | 0 | 0 | 0 | 0 | 0 | 0 | 0 | 0 | 0 | 0 | 0 | 0 | 0 | 0 | 0 | 0 | 0 | 0 | 16.5
0 | 0 | 0 | 0 | 0 | 0 | 0 | 0 | 0 | 0 | 0 | 0 | 0 | 0 | 0 | 0 | 0 | 0 | 0 | 16.5
0 | 0 | 0 | 0 | 0 | 0 | 0 | 0 | 0 | 0 | 0 | 0 | 0 | 0 | 0 | 0 | 0 | 0 | 0 | 16.5
0 | 0 | 0 | 0 | 0 | 0 | 0 | 0 | 0 | 0 | 0 | 0 | 0 | 0 | 0 | 0 | 0 | 0 | 0 | 16.5
0 | 0 | 0 | 0 | 0 | 0 | 0 | 0 | 0 | 0 | 0 | 0 | 0 | 0 | 0 | 0 | 0 | 0 | 0 | 16.5
0 | 0 | 0 | 0 | 0 | 0 | 0 | 0 | 0 | 0 | 0 | 0 | 0 | 0 | 5 | 10.5 | 0 | 5 | 0 | 16.5
0 | 0 | 0 | 0 | 0 | 0 | 0 | 0 | 0 | 0 | 0 | 0 | 0 | 18 | 16 | 40 | 0.2 | 25 | 0 | 16.5
0 | 0 | 0 | 0 | 0 | 0 | 0 | 0 | 0 | 0 | 0 | 10 | 2 | 30 | 46 | 76.2 | 18 | 93.3 | 7.6 | 16.5
0 | 0 | 0 | 0 | 0 | 0 | 0 | 0 | 0 | 0 | 0 | 10 | 20 | 90 | 43 | 60 | 54 | 0 | 25.4 | 16.5
0 | 0 | 0 | 0 | 0 | 0 | 0 | 0 | 0 | 1 | 0 | 0 | 0 | 37 | 40 | 0 | 8.5 | 0 | 0 | 16.5
0 | 0 | 0 | 0 | 0 | 0 | 0 | 0 | 0 | 0 | 0 | 0 | 0 | 0 | 0 | 0 | 0 | 0 | 0 | 16.5
0 | 0 | 0 | 0 | 0 | 0 | 0 | 0 | 0 | 0 | 0 | 0 | 0 | 0 | 0 | 0 | 0 | 0 | 0 | 16.5
0 | 0 | 0 | 0 | 0 | 0 | 0 | 0 | 0 | 0 | 0 | 0 | 0 | 0 | 0 | 0 | 0 | 0 | 0 | 16.5
0 | 0 | 0 | 0 | 0 | 0 | 0 | 0 | 0 | 0 | 0 | 0 | 0 | 0 | 0 | 0 | 0 | 0 | 0 | 16.5
0 | 0 | 0 | 0 | 0 | 0 | 0 | 0 | 0 | 0 | 0 | 0 | 0 | 0 | 0 | 0 | 0 | 0 | 0 | 16.5
0 | 0 | 0 | 0 | 0 | 0 | 0 | 0 | 0 | 0 | 0 | 0 | 0 | 0 | 0 | 0 | 0 | 0 | 0 | 16.5
0 | 0 | 0 | 0 | 0 | 0 | 0 | 0 | 0 | 0 | 0 | 0 | 0 | 0 | 0 | 0 | 0 | 0 | 0 | 16.5
0 | 0 | 0 | 0 | 0 | 0 | 0 | 0 | 0 | 0 | 0 | 0 | 0 | 0 | 0 | 0 | 0 | 0 | 0 | 16.5
0 | 0 | 0 | 0 | 0 | 0 | 0 | 0 | 0 | 0 | 0 | 0 | 0 | 0 | 0 | 0 | 0 | 0 | 0 | 16.5
0 | 0 | 0 | 0 | 0 | 0 | 0 | 0 | 0 | 0 | 0 | 0 | 0 | 0 | 0 | 0 | 0 | 0 | 0 | 16.5
0 | 0 | 0 | 0 | 0 | 0 | 0 | 0 | 0 | 0 | 0 | 0 | 0 | 0 | 0 | 0 | 0 | 0 | 0 | 16.5
0 | 0 | 0 | 0 | 0 | 0 | 0 | 0 | 0 | 0 | 0 | 0 | 0 | 0 | 0 | 0 | 0 | 0 | 0 | 16.5
0 | 0 | 0 | 0 | 0 | 0 | 0 | 0 | 0 | 0 | 0 | 0 | 0 | 0 | 0 | 0 | 0 | 0 | 0 | 16.5
0 | 0 | 0 | 0 | 0 | 0 | 0 | 0 | 0 | 0 | 0 | 0 | 5 | 0 | 0 | 0 | 0 | 0 | 0 | 16.5
0 | 0 | 0 | 0 | 0 | 0 | 0 | 0 | 0 | 0 | 0 | 0 | 0 | 0 | 0 | 0 | 0 | 0 | 0 | 16.5
0 | 0 | 0 | 0 | 0 | 0 | 0 | 0 | 0 | 0 | 0 | 0 | 0 | 0 | 0 | 0 | 0 | 0 | 0 | 16.5
0 | 0 | 0 | 0 | 0 | 0 | 0 | 0 | 0 | 0 | 0 | 0 | 0 | 0 | 0 | 0 | 0 | 0 | 0 | 16.5
0 | 0 | 0 | 0 | 0 | 0 | 0 | 0 | 0 | 0 | 0 | 0 | 0 | 0 | 0 | 0 | 0 | 0 | 0 | 16.5
0 | 0 | 0 | 0 | 0.2 | 0 | 0 | 0 | 0 | 0 | 0 | 0 | 0 | 0 | 0 | 0 | 0 | 0 | 0 | 16.5
0 | 0 | 0 | 9 | 1 | 0 | 0 | 0 | 0 | 0 | 0 | 0 | 0 | 0 | 0 | 0 | 0 | 0 | 0 | 16.5
0 | 0 | 0 | 0 | 0 | 0 | 0 | 0 | 0 | 0 | 0 | 0 | 0 | 0 | 0 | 0 | 0 | 0 | 0 | 16.5
0 | 0 | 0 | 0 | 0.1 | 0 | 0 | 0 | 0 | 0 | 0 | 0 | 0 | 0 | 0 | 0 | 0 | 4 | 0 | 16.5
0 | 0 | 0 | 0 | 0 | 0 | 0 | 0 | 0 | 32 | 36 | 0 | 0 | 0 | 0 | 10 | 0 | 3 | 0 | 16.5
10.8 | 0 | 5 | 0 | 0 | 0 | 0 | 0 | 0 | 0 | 0 | 0 | 40 | 24 | 25 | 21.2 | 0 | 15 | 0 | 16.5
0 | 12.6 | 0 | 40.4 | 0.2 | 0 | 0 | 0 | 0 | 0 | 0 | 0 | 0 | 1 | 18 | 0 | 2.2 | 0 | 0 | 16.5
0 | 0 | 0 | 0 | 0 | 0 | 0 | 0 | 0 | 1.5 | 2 | 0 | 0 | 0 | 0 | 0 | 0 | 11 | 0 | 16.5
0 | 0 | 0 | 0 | 1.3 | 0 | 10 | 0 | 0 | 6 | 5 | 0 | 8 | 0 | 0 | 0 | 6 | 0 | 3.3 | 16.5
0 | 0 | 0 | 0 | 0 | 0 | 0 | 0 | 0 | 0 | 0 | 0 | 0 | 0 | 0 | 0 | 0 | 0 | 0 | 16.5
0 | 0 | 0 | 0 | 0 | 0 | 0 | 0 | 0 | 0 | 0 | 0 | 0 | 0 | 0 | 0 | 0 | 17 | 0 | 16.5
0 | 0 | 0 | 0 | 0 | 0 | 0 | 0 | 0 | 0 | 0 | 0 | 0 | 0 | 0 | 0 | 1 | 0 | 0 | 16.5
0 | 0 | 0 | 0 | 0 | 0 | 0 | 0 | 0 | 0 | 0 | 0 | 0 | 0 | 0 | 0 | 0 | 0 | 0 | 16.5
0 | 0 | 0 | 0 | 0 | 0 | 0 | 0 | 0 | 0 | 0 | 0 | 0 | 0 | 0 | 0 | 0 | 0 | 0 | 16.5
0 | 0 | 94 | 12.3 | 1 | 0 | 0 | 0 | 0 | 0 | 0 | 0 | 0 | 3 | 0 | 0 | 0 | 0 | 0 | 16.5
0 | 0 | 0 | 0 | 4 | 0 | 0 | 15 | 1 | 6.5 | 33 | 0 | 11 | 0 | 0 | 4 | 8.1 | 15.3 | 5.1 | 16.5
3.1 | 0 | 0 | 0 | 0 | 0 | 0 | 1 | 0 | 1 | 4 | 0 | 3 | 8 | 0 | 0 | 18 | 0 | 0 | 16.5
2.3 | 0 | 0 | 0 | 0 | 0 | 0 | 0 | 0 | 1 | 0 | 0 | 0 | 0 | 0 | 6 | 0 | 5.3 | 0 | 16.5
0 | 12 | 5 | 8 | 4.4 | 0 | 6 | 0 | 9 | 6 | 6 | 12 | 6 | 7 | 20 | 0 | 0 | 0 | 0 | 16.5
0 | 0 | 0 | 0 | 0 | 0 | 0 | 0 | 0 | 0 | 0 | 0 | 0 | 0 | 0 | 0 | 0 | 0 | 0 | 16.5
0 | 8.4 | 0 | 5.4 | 8 | 0 | 14 | 21 | 11 | 0 | 0 | 4 | 0 | 8 | 11 | 16.2 | 0 | 25 | 0 | 16.5
5.5 | 0 | 6 | 0 | 0.2 | 0 | 0 | 12 | 0 | 0 | 0 | 0 | 1 | 17.4 | 0 | 0 | 0 | 0 | 0 | 16.5
0 | 0 | 0 | 0 | 0 | 0 | 0 | 0 | 0 | 0 | 0 | 0 | 0 | 0 | 0 | 0 | 0 | 0 | 0 | 16.5
0 | 0 | 0 | 0 | 0 | 0 | 0 | 0 | 9 | 0 | 0 | 0 | 0 | 0 | 0 | 0 | 0 | 0 | 0 | 16.5
0 | 0 | 10 | 0 | 0 | 0 | 0 | 0 | 0 | 0 | 0 | 0 | 0 | 0 | 0 | 0 | 0 | 0 | 0 | 16.5
0 | 0 | 0 | 0 | 1 | 0 | 0 | 9.2 | 0 | 0 | 0 | 0 | 0 | 0 | 0 | 0 | 0 | 0 | 0 | 16.5
0 | 0 | 0 | 0 | 0 | 0 | 0 | 0 | 0 | 0 | 0 | 0 | 0 | 0 | 0 | 0 | 0 | 0 | 0 | 16.5
0 | 0 | 0 | 0 | 0 | 0 | 0 | 0 | 0 | 0 | 0 | 0 | 0 | 0 | 0 | 0 | 0 | 27.3 | 0 | 16.5
0 | 0 | 0 | 0 | 0 | 0 | 0 | 0 | 0 | 2 | 4 | 35 | 0 | 57 | 51 | 40 | 0 | 0 | 0 | 16.5
0 | 0 | 0 | 5 | 0 | 0 | 0 | 0.5 | 2 | 0 | 0 | 0 | 0 | 0 | 19 | 0 | 0 | 0 | 0 | 16.5
0 | 0 | 0 | 0 | 0 | 0 | 0 | 5 | 6 | 4 | 6 | 7 | 30 | 9 | 0 | 0 | 0 | 0 | 0 | 5.5
0 | 0 | 0 | 0 | 0 | 0 | 0 | 0 | 0 | 0 | 0 | 0 | 0 | 0 | 0 | 8.4 | 0 | 18 | 0 | 5.5
0 | 0 | 0 | 0 | 0 | 4.1 | 0 | 4 | 0 | 3 | 4 | 11 | 0 | 80 | 100 | 1.1 | 6 | 7.2 | 0 | 5.5
0 | 3.6 | 3.6 | 0 | 0 | 11.2 | 0.4 | 1.2 | 0 | 0 | 0 | 0 | 0 | 6 | 27 | 0 | 4.2 | 0 | 6.1 | 5.5
6.6 | 1.6 | 1.6 | 0 | 0 | 0 | 0.1 | 0 | 0 | 5.5 | 15 | 0 | 10 | 3 | 0 | 0.9 | 0.2 | 14.2 | 1 | 5.5
17.1 | 0 | 0 | 0 | 1.3 | 5.2 | 0 | 4.3 | 0 | 2.5 | 1.2 | 6 | 3 | 7 | 0 | 0.9 | 0 | 15.1 | 0 | 5.5
0 | 21 | 21 | 11.8 | 48.4 | 60.2 | 7 | 35.6 | 26 | 17 | 21 | 13 | 15 | 13 | 0 | 0.7 | 9.2 | 5.3 | 31.7 | 5.5
0 | 10.4 | 10.4 | 30 | 5.2 | 20.1 | 19 | 15.6 | 22 | 5 | 9 | 0 | 3 | 3 | 0 | 0 | 8.3 | 3 | 6.6 | 5.5
0 | 2.6 | 2.6 | 15.2 | 12.2 | 0 | 9 | 22.5 | 8 | 1.5 | 2 | 0 | 0 | 0 | 0 | 0 | 3.2 | 0 | 12.5 | 5.5
0 | 0 | 0 | 2.6 | 1.4 | 0 | 0 | 0 | 0 | 1.5 | 2 | 0 | 0 | 0 | 0 | 0 | 0 | 0 | 0 | 5.5
8.6 | 0 | 0 | 1.2 | 0 | 0 | 0 | 0 | 0 | 2.5 | 0 | 0 | 0 | 0 | 0 | 0 | 0 | 0 | 0 | 5.5
10.1 | 15.5 | 15.5 | 5.6 | 4.1 | 0 | 0 | 0 | 0 | 0 | 0 | 0 | 0 | 0 | 0 | 0 | 0 | 0 | 0 | 5.5
0 | 0 | 0 | 29.2 | 0 | 0 | 0 | 0.6 | 0 | 0 | 0 | 0 | 0 | 0 | 0 | 0 | 0 | 0 | 0 | 5.5
0 | 0 | 0 | 9.4 | 0 | 0 | 0 | 0 | 0 | 0 | 0 | 0 | 0 | 0 | 0 | 0 | 0 | 0 | 0 | 5.5
15.7 | 21.4 | 21.4 | 21.4 | 15.1 | 0 | 0 | 4.6 | 0 | 0 | 0 | 0 | 0 | 0 | 10 | 0 | 0 | 0 | 0 | 5.5
0 | 0 | 0 | 10.4 | 0 | 0 | 0 | 0 | 0 | 0 | 0 | 0 | 0 | 0 | 0 | 0 | 0 | 0 | 0 | 5.5
0 | 0 | 0 | 0 | 0 | 0 | 0 | 0 | 0 | 0 | 0 | 0 | 0 | 0 | 0 | 0 | 0 | 0 | 0 | 5.5
0 | 0 | 0 | 0 | 0 | 0 | 0 | 0 | 0 | 0 | 0 | 0 | 0 | 0 | 0 | 0 | 0 | 0 | 0 | 5.5
0 | 0 | 0 | 0 | 0 | 0 | 0 | 0 | 0 | 0 | 0 | 0 | 0 | 0 | 0 | 0 | 0 | 0 | 0 | 5.5
0 | 0 | 0 | 0 | 0 | 0 | 0 | 0 | 0 | 0 | 0 | 0 | 0 | 0 | 0 | 0 | 0 | 5.1 | 0 | 5.5
0 | 0 | 0 | 0 | 0 | 0 | 0 | 0 | 0 | 22 | 0 | 0 | 0 | 0 | 0 | 0.1 | 15.4 | 6 | 74.2 | 5.5
0 | 0 | 0 | 0 | 4.2 | 0 | 0 | 0 | 0 | 24.5 | 11 | 0 | 0 | 0 | 0 | 0 | 13.5 | 0 | 1.5 | 5.5
0 | 0 | 0 | 0 | 0 | 0 | 0 | 0 | 0 | 0 | 0 | 0 | 0 | 0 | 0 | 0 | 0 | 9.2 | 0 | 5.5
0 | 0 | 0 | 54 | 0 | 0 | 30 | 0 | 0 | 10 | 25 | 0 | 40 | 0 | 0 | 0.5 | 5.8 | 21 | 1.5 | 5.5
7.2 | 0 | 0 | 0 | 2.2 | 20.3 | 61 | 0 | 2 | 16 | 19 | 0 | 7 | 0 | 5 | 2 | 23.8 | 0 | 27.7 | 5.5
0 | 14.4 | 14.4 | 0 | 14.4 | 40.4 | 0 | 9 | 9 | 7.3 | 1 | 14 | 0 | 13 | 17 | 0.7 | 0 | 0 | 3.8 | 5.5
0 | 0 | 0 | 0 | 0 | 20.4 | 0 | 0 | 0 | 1 | 0 | 0 | 0 | 0 | 0 | 0 | 0 | 32.3 | 0 | 5.5
0 | 0 | 0 | 0 | 9.4 | 0 | 0 | 8.2 | 0 | 0 | 3 | 24 | 0 | 0 | 3 | 0 | 0 | 0 | 0 | 5.5
0 | 0 | 0 | 0 | 0 | 0 | 0.04 | 0 | 0 | 1 | 0 | 0 | 2 | 0 | 0 | 0 | 0 | 0 | 0 | 5.5
0 | 0 | 0 | 0 | 0 | 0 | 0 | 0 | 0 | 0 | 0 | 0 | 0 | 0 | 0 | 0 | 0 | 0 | 5.3 | 5.5
0 | 0 | 0 | 0 | 0 | 0 | 0 | 0 | 0 | 0 | 0 | 0 | 0 | 0 | 0 | 0 | 0 | 0 | 0 | 5.5
0 | 0 | 0 | 0 | 0 | 15.4 | 0 | 0 | 0 | 0 | 0 | 0 | 0 | 0 | 0 | 0 | 0 | 0 | 0 | 0
5.1 | 0 | 0 | 0 | 0 | 0 | 19 | 0 | 5 | 0 | 0 | 0 | 0 | 0 | 0 | 0 | 0 | 3.2 | 0 | 0
0 | 9.6 | 9.6 | 30.8 | 2.1 | 0 | 9.1 | 0 | 5 | 5.5 | 0 | 3 | 0 | 0 | 0 | 0 | 5.6 | 0 | 0 | 0
0 | 0 | 0 | 9.6 | 0.4 | 0 | 0 | 0 | 0 | 0 | 0 | 0 | 0 | 0 | 0 | 0 | 0 | 0 | 0 | 0
0 | 2.6 | 2.6 | 0 | 0 | 0 | 0 | 0 | 0 | 5 | 0 | 0 | 0 | 0 | 0 | 0 | 0 | 0 | 0 | 0
2.4 | 1.6 | 1.6 | 0 | 0 | 0 | 0 | 0 | 0 | 7.6 | 8 | 0 | 3 | 0 | 0 | 0 | 0 | 0 | 0 | 0
2.8 | 2 | 2 | 0 | 0 | 0 | 0 | 0 | 0 | 0 | 0 | 0 | 0 | 0 | 0 | 0 | 0 | 0 | 0 | 0
9.4 | 2 | 2 | 2.8 | 0 | 0 | 0 | 0 | 0 | 0 | 1 | 0 | 28 | 0 | 0 | 2 | 0 | 0 | 0 | 0
10.6 | 16.2 | 16.2 | 3 | 0 | 0 | 0 | 0 | 0 | 2.5 | 24 | 0 | 35 | 10.3 | 10.3 | 0 | 4.6 | 0 | 0 | 0
52 | 0 | 0 | 44.6 | 2.3 | 0 | 0 | 2 | 0 | 22 | 21 | 0 | 4 | 0 | 0 | 0 | 3.4 | 0 | 0 | 0
6.1 | 0 | 0 | 62.6 | 35.3 | 16.3 | 0 | 47 | 5 | 17.5 | 9 | 10 | 18 | 0 | 0 | 2 | 3.2 | 7 | 0 | 0
13.1 | 72.6 | 72.6 | 37.4 | 24 | 5.4 | 9 | 27.7 | 17 | 13.4 | 6 | 14 | 5 | 0 | 0 | 9 | 0 | 2 | 0 | 0
21.8 | 23.2 | 23.2 | 33.4 | 20 | 15.2 | 0 | 32 | 6 | 4.5 | 3 | 0 | 2 | 9.2 | 9.2 | 0 | 0 | 0 | 0 | 0
2.7 | 20.6 | 20.6 | 24.6 | 6.3 | 0 | 0 | 10 | 1 | 3 | 2 | 0 | 0 | 0 | 0 | 0 | 0 | 0 | 0 | 0
4.1 | 1.8 | 1.8 | 11.6 | 3.2 | 0 | 0 | 7.3 | 0 | 0.5 | 0 | 0 | 0 | 0 | 0 | 1 | 0 | 4 | 0 | 0
12.8 | 6.4 | 6.4 | 21.4 | 7 | 0 | 0 | 11 | 0 | 0 | 0 | 0 | 6 | 0 | 0 | 10 | 3.2 | 0 | 0 | 0
32.4 | 14.4 | 14.4 | 12.4 | 14.3 | 0 | 0 | 0 | 0 | 0 | 0 | 0 | 0 | 0 | 0 | 0 | 6.2 | 0 | 0 | 0
0 | 0 | 0 | 108.6 | 47.2 | 0 | 0 | 41 | 0 | 4 | 0 | 0 | 0 | 0 | 0 | 0 | 0 | 0 | 0 | 0
12.3 | 53 | 53 | 22.2 | 15.1 | 0 | 0 | 10.5 | 0 | 0 | 0 | 0 | 0 | 5.4 | 5.4 | 0 | 0 | 0 | 0 | 0
12.1 | 9.6 | 9.6 | 41.4 | 5.2 | 0 | 0 | 1 | 0 | 0 | 0 | 0 | 0 | 0 | 0 | 0 | 0 | 0 | 0 | 0
1.2 | 13.6 | 13.6 | 4.2 | 1.2 | 0 | 0 | 0 | 0 | 4.6 | 0 | 0 | 0 | 0 | 0 | 4 | 0 | 0 | 0 | 0
1.2 | 1.2 | 1.2 | 2.4 | 0 | 2.1 | 0 | 3 | 0 | 1 | 2 | 0 | 0 | 0 | 0 | 0 | 0 | 0 | 0 | 0
8.2 | 1.4 | 1.4 | 1 | 1.3 | 4.1 | 0 | 0.3 | 0 | 0 | 1 | 0 | 1 | 0 | 0 | 16 | 0 | 0 | 0 | 0
17.2 | 9.8 | 9.8 | 19.2 | 10.2 | 7.2 | 0 | 8 | 2 | 0 | 0 | 4 | 0 | 15.2 | 15.2 | 1 | 0 | 0 | 0 | 0
0 | 0 | 0 | 0 | 0 | 0 | 0 | 0 | 0 | 0 | 2 | 0 | 0 | 9.4 | 9.4 | 0 | 0 | 18 | 0 | 0
73.6 | 29.8 | 29.8 | 14 | 2.3 | 0 | 10 | 4 | 0 | 0 | 8 | 0 | 15 | 0 | 0 | 8 | 24 | 0 | 0.5 | 0
17.4 | 61.2 | 61.2 | 52.8 | 38.2 | 0 | 0 | 22 | 6 | 9.2 | 9 | 0 | 6 | 8.1 | 8.1 | 0 | 2.4 | 0 | 0 | 0
21.2 | 22.4 | 22.4 | 5.4 | 2.2 | 15.3 | 0 | 7 | 0 | 0 | 0 | 0 | 0 | 0 | 0 | 0 | 0.6 | 5.2 | 6.3 | 0
10.7 | 31.2 | 31.2 | 30.6 | 16 | 0 | 0 | 36.7 | 7 | 13.4 | 0 | 0 | 2 | 0 | 0 | 0 | 0 | 1.2 | 0 | 0
28.2 | 19.2 | 19.2 | 37.6 | 17 | 0 | 0 | 28 | 4 | 3.4 | 0 | 2 | 1 | 0 | 0 | 2 | 0 | 10.2 | 0 | 0
6.9 | 36.6 | 36.6 | 66 | 31.1 | 0 | 37 | 45 | 18 | 13.8 | 6 | 5 | 5 | 6 | 0 | 0 | 4.2 | 4.2 | 14 | 0
3.8 | 0 | 0 | 15 | 24.1 | 0 | 0 | 37.2 | 14 | 2 | 0 | 0 | 0 | 0 | 0 | 0 | 0.6 | 0.6 | 0 | 0
0 | 13.6 | 13.6 | 3.2 | 4.3 | 0 | 0 | 5 | 3 | 0 | 0 | 0 | 0 | 0 | 0 | 0 | 0 | 0 | 0 | 0
0 | 0 | 0 | 0 | 0 | 0 | 0 | 0.5 | 0 | 0 | 0 | 0 | 0 | 0 | 0 | 0 | 0 | 0 | 0 | 0
32.2 | 0 | 0 | 5.6 | 0 | 0 | 0 | 0 | 0 | 0 | 0 | 0 | 0 | 0 | 0 | 0 | 0 | 0 | 0 | 0
18.8 | 43.6 | 43.6 | 22.2 | 8.3 | 0 | 3 | 23.5 | 1 | 2.4 | 0 | 5 | 2 | 0 | 9.4 | 0.9 | 6.4 | 6.4 | 19 | 0
0 | 30.6 | 30.6 | 36.2 | 10 | 0 | 0 | 18 | 0 | 0 | 0 | 0 | 0 | 0 | 15.2 | 0.8 | 4 | 4 | 0 | 0
6.4 | 0 | 0 | 0 | 0 | 0 | 0 | 1.1 | 0 | 0 | 0 | 0 | 0 | 11 | 0 | 0 | 0 | 0 | 0 | 0
6.7 | 0 | 0 | 3.6 | 0 | 10.4 | 0 | 13.2 | 8 | 0 | 0 | 0 | 0 | 0 | 1.3 | 0 | 0 | 0 | 1.3 | 0
45.3 | 15.8 | 15.8 | 10.8 | 14.1 | 19.2 | 0 | 17.8 | 6 | 0 | 0 | 0 | 0 | 0 | 0 | 1 | 0 | 0 | 0 | 0
48.3 | 6.2 | 6.2 | 76.4 | 44.2 | 59.3 | 21 | 49.7 | 11 | 18.6 | 12 | 7 | 8 | 10 | 9.2 | 0.3 | 14.6 | 14.6 | 15.8 | 0
12.6 | 7.2 | 7.2 | 110.4 | 172.2 | 60.3 | 23 | 116 | 36 | 11.2 | 12 | 15 | 0 | 6 | 0 | 0 | 5.4 | 5.4 | 6.9 | 0
7.4 | 14.8 | 14.8 | 12.4 | 8.1 | 5.1 | 3 | 20 | 4 | 5.8 | 3 | 11 | 3 | 0 | 0 | 0 | 0 | 0 | 0 | 0
18.6 | 10.8 | 10.8 | 7 | 1 | 5 | 0 | 5.6 | 1 | 0 | 0 | 0 | 0 | 0 | 0 | 0.1 | 8.4 | 8.4 | 0 | 0
7.8 | 31.6 | 31.6 | 6 | 1.4 | 0 | 0 | 7.4 | 4 | 1.2 | 1 | 3 | 0 | 11 | 10 | 0 | 5.8 | 5.8 | 4.8 | 0
42.7 | 30 | 30 | 56.2 | 0 | 3.2 | 0 | 5 | 0 | 0 | 0 | 0 | 0 | 0 | 0 | 0.3 | 3.2 | 3.2 | 0 | 0
11.9 | 36.8 | 36.8 | 0 | 31.3 | 25.3 | 9 | 39 | 11 | 17.8 | 18 | 19 | 13 | 0 | 4.1 | 0.2 | 39.9 | 39.9 | 37.1 | 0
12.2 | 12.8 | 12.8 | 30.4 | 15 | 5 | 1 | 14 | 6 | 4.6 | 8 | 2 | 14 | 8 | 3 | 0.1 | 5.8 | 5.8 | 0 | 0
23.3 | 16 | 16 | 60.6 | 65 | 9 | 3 | 52 | 18 | 7.4 | 4 | 15 | 8 | 0 | 0 | 0 | 3.6 | 3.6 | 2.5 | 0
8.8 | 32.2 | 32.2 | 0 | 38 | 14.2 | 3 | 78 | 19 | 8.2 | 5 | 10 | 2 | 0 | 0 | 0 | 0 | 0 | 0 | 0
9.9 | 13.2 | 13.2 | 66.8 | 20.2 | 16 | 4 | 0 | 6 | 3.2 | 0 | 0 | 0 | 0 | 0 | 0 | 0 | 0 | 0 | 0
8.2 | 12.8 | 12.8 | 6 | 0 | 0 | 0 | 2.7 | 0 | 0 | 0 | 0 | 0 | 0 | 0 | 0 | 0 | 0 | 0 | 0
0 | 0 | 0 | 6.6 | 0 | 0 | 0 | 7.3 | 1 | 0.5 | 0 | 0 | 0 | 0 | 0 | 3.3 | 0 | 0 | 0 | 0
14.7 | 66.2 | 66.2 | 36 | 58 | 20.9 | 5 | 52.6 | 16 | 45 | 42 | 0 | 30 | 38 | 33.1 | 0.3 | 18.6 | 18.6 | 17.8 | 0
5.2 | 24.8 | 24.8 | 5 | 30 | 18.2 | 2 | 15 | 6 | 3 | 1 | 4 | 0 | 4 | 3.2 | 0.8 | 0 | 0 | 2.5 | 0
0 | 4.4 | 4.4 | 10 | 1 | 0 | 0 | 8 | 0 | 0 | 0 | 0 | 9 | 0 | 16.4 | 0.1 | 0 | 0 | 0 | 0
5.3 | 2.6 | 2.6 | 3 | 0 | 0 | 0 | 0 | 5 | 0 | 0 | 0 | 0 | 0 | 0 | 0 | 0 | 0 | 0 | 0
9.2 | 8 | 8 | 25 | 6 | 7.2 | 3 | 14 | 21 | 1 | 4 | 0 | 0 | 0 | 0 | 0 | 0 | 0 | 0 | 0
28.7 | 0 | 0 | 26 | 15 | 0 | 4 | 6.2 | 5 | 1 | 6 | 0 | 1 | 3 | 0 | 0.1 | 0 | 0 | 0 | 0
33.7 | 0 | 0 | 10 | 7 | 3.2 | 0 | 2.4 | 0 | 0 | 0 | 0 | 5 | 0 | 3.2 | 0 | 6.1 | 6.1 | 0 | 0
5.1 | 104.4 | 104.4 | 0.5 | 2 | 3 | 0 | 11.7 | 0 | 0 | 0 | 1 | 0 | 0 | 0 | 0 | 3.8 | 3.8 | 0 | 0
0 | 0 | 0 | 2 | 0 | 0 | 0 | 0 | 0 | 0 | 0 | 0 | 0 | 0 | 0 | 0 | 0 | 0 | 11.2 | 0
0 | 2.4 | 2.4 | 6 | 0 | 0 | 0 | 2.8 | 0 | 0 | 0 | 0 | 0 | 0 | 0 | 0 | 0 | 0 | 0 | 0
0 | 9.2 | 9.2 | 0 | 0 | 0 | 0 | 0.2 | 0 | 0 | 0 | 0 | 0 | 0 | 0 | 0 | 0 | 0 | 0 | 0
0 | 5.8 | 5.8 | 6 | 0 | 0 | 0 | 2.5 | 0 | 0 | 0 | 0 | 0 | 0 | 0 | 0 | 0 | 0 | 0 | 0
5.2 | 0 | 0 | 10.4 | 3.2 | 0 | 0 | 3.6 | 0 | 1 | 1 | 0 | 0 | 0 | 0 | 0 | 0 | 0 | 0 | 0
20.9 | 0 | 0 | 25.2 | 0.3 | 0 | 0 | 2 | 0 | 0 | 0 | 0 | 0 | 0 | 0 | 0 | 0 | 0 | 0 | 0
9.2 | 21.2 | 21.2 | 8.2 | 5.1 | 13.2 | 0 | 5.5 | 0 | 13.6 | 0 | 0 | 0 | 0 | 0 | 0 | 0 | 0 | 3.8 | 0
9.8 | 12 | 12 | 15 | 8.2 | 4 | 0 | 4 | 2 | 0 | 0 | 0 | 0 | 0 | 0 | 0 | 0 | 0 | 0 | 0
0 | 12.2 | 12.2 | 14.6 | 3.2 | 13 | 0 | 6 | 0 | 0 | 0 | 0 | 0 | 0 | 0 | 0 | 0 | 0 | 0 | 0
0 | 1.2 | 1.2 | 0 | 3.3 | 0 | 0 | 3.5 | 0 | 0 | 0 | 0 | 0 | 0 | 0 | 0 | 0 | 13.2 | 0 | 0
3.4 | 0 | 0 | 0 | 0 | 0 | 0 | 0 | 0 | 13 | 15 | 0 | 23 | 0 | 0 | 1.3 | 2.6 | 2.2 | 0 | 0
6.2 | 0 | 0 | 0 | 4.2 | 2 | 0 | 3.2 | 0 | 0.5 | 1 | 0 | 1 | 0 | 0 | 0 | 0 | 0 | 3.8 | 0
20.3 | 0 | 0 | 0 | 0 | 0 | 0 | 10 | 0 | 5 | 0 | 0 | 0 | 0 | 0 | 0 | 0 | 0 | 0 | 0
7.2 | 45.2 | 45.2 | 0 | 0 | 0 | 0 | 0 | 0 | 0 | 0 | 0 | 13 | 0 | 0 | 0 | 0 | 42.1 | 3.9 | 0
1.8 | 0 | 0 | 5 | 0 | 0 | 0 | 0 | 0 | 0.5 | 6 | 0 | 45 | 0 | 0 | 24.8 | 49.6 | 0 | 18 | 0
6.2 | 6.8 | 6.8 | 20.2 | 0 | 0 | 0 | 0 | 0 | 0 | 0 | 0 | 0 | 0 | 0 | 0 | 0 | 0 | 0 | 0
0 | 2.8 | 2.8 | 0 | 0 | 0 | 0 | 0 | 0 | 8 | 0 | 0 | 0 | 0 | 0 | 0 | 0 | 6.3 | 0 | 0
22.1 | 1.2 | 1.2 | 0 | 0 | 0 | 0 | 1 | 0 | 2.8 | 3 | 3 | 18 | 0 | 0 | 0 | 0 | 4.1 | 0.8 | 0
10.2 | 13.2 | 13.2 | 30 | 9 | 0 | 0 | 6.7 | 6 | 15.2 | 4 | 0 | 14 | 0 | 0 | 1.2 | 2.4 | 0 | 0 | 0
0 | 0 | 0 | 17 | 5.2 | 1.3 | 0 | 18.5 | 6 | 0 | 1 | 0 | 0 | 0 | 0 | 1 | 2 | 10.2 | 10.9 | 0
0 | 6.4 | 6.4 | 10.6 | 0 | 3 | 9 | 1.6 | 30 | 3.5 | 0 | 3 | 50 | 0 | 0 | 3 | 6 | 12.2 | 18.8 | 0
5.2 | 8.2 | 8.2 | 12.8 | 8.2 | 8.2 | 1 | 10 | 12 | 7.2 | 13 | 4 | 16 | 0 | 0 | 7.8 | 15.6 | 0 | 50 | 0
16.8 | 9 | 9 | 73.2 | 2 | 10.3 | 9 | 0.5 | 2 | 0.5 | 0 | 5 | 5 | 0 | 0 | 1.8 | 3.6 | 0 | 0 | 0
8.3 | 36 | 36 | 0 | 101 | 40.1 | 0 | 55 | 5 | 1 | 0 | 0 | 2 | 0 | 0 | 1.2 | 2.4 | 0 | 18 | 0
20.3 | 8.2 | 8.2 | 0 | 2.4 | 4.2 | 0 | 2 | 0 | 0 | 3 | 0 | 10 | 0 | 0 | 0 | 0 | 0 | 2.3 | 0
20.3 | 29.8 | 29.8 | 24 | 4.2 | 2 | 4 | 37.3 | 8 | 0.5 | 6 | 0 | 0 | 0 | 0 | 1.1 | 2.2 | 14.1 | 0 | 0
0 | 0 | 0 | 58 | 2.8 | 12 | 3.6 | 7.8 | 10 | 8 | 3 | 6 | 10 | 0 | 0 | 26.7 | 53.4 | 3 | 13.2 | 0
14.5 | 45 | 45 | 16 | 6 | 2 | 8.8 | 7.8 | 10 | 6.2 | 3 | 1 | 0 | 0 | 0 | 0.1 | 0.2 | 0 | 10.2 | 0
13.4 | 30 | 30 | 78.6 | 19 | 0 | 3.6 | 25.8 | 11 | 8.2 | 5 | 1 | 5 | 0 | 0 | 1.1 | 2.2 | 0 | 0.2 | 0
55.7 | 16.6 | 16.6 | 57.5 | 26.3 | 0 | 31 | 22.7 | 8 | 6 | 4 | 1 | 3 | 0 | 0 | 1.6 | 3.2 | 4.1 | 0.2 | 0
50.2 | 88.4 | 88.4 | 59 | 97 | 11.5 | 0 | 52 | 8 | 27.2 | 13 | 9 | 15 | 0 | 0 | 1.2 | 2.4 | 3.3 | 2.3 | 0
18.2 | 63.8 | 63.8 | 72.3 | 115 | 32 | 4.2 | 66 | 23 | 31.6 | 20 | 51 | 15 | 0 | 0 | 0 | 2.4 | 0 | 5.2 | 0
20.2 | 19.4 | 19.4 | 88.4 | 165 | 16 | 6.4 | 100 | 35 | 20 | 24 | 22 | 0 | 100 | 0 | 2 | 0 | 0 | 0 | 0
16.7 | 0 | 0 | 136 | 189 | 11 | 10 | 90.8 | 57 | 21 | 21 | 50 | 10 | 0 | 0 | 0 | 0 | 0 | 3.8 | 0
0 | 44.8 | 44.8 | 124 | 61 | 11 | 3 | 57 | 0 | 9.4 | 5 | 2 | 2 | 0 | 0 | 0 | 3.7 | 0 | 0 | 0
0 | 11.2 | 11.2 | 48.2 | 15 | 3.1 | 3 | 1.7 | 1 | 10 | 0 | 0 | 4 | 0 | 0 | 0 | 0 | 0 | 0 | 0
0 | 2.2 | 2.2 | 4.2 | 4 | 0 | 5 | 6.5 | 0 | 0 | 0 | 0 | 0 | 0 | 0 | 0 | 0 | 0 | 0 | 0
0 | 0 | 0 | 2.8 | 2 | 0 | 0 | 1.7 | 1 | 0 | 0 | 0 | 0 | 0 | 0 | 0 | 0 | 0 | 0 | 0
0 | 0 | 0 | 7 | 0 | 0 | 0 | 0 | 0 | 0 | 0 | 0 | 0 | 0 | 0 | 0 | 0 | 0 | 0 | 0
0 | 0 | 0 | 5.2 | 0 | 0 | 0 | 0 | 0 | 0 | 0 | 0 | 0 | 100 | 10 | 12 | 0 | 0 | 0 | 0
0 | 0 | 0 | 44.4 | 0 | 0 | 0 | 0.2 | 0 | 0 | 1 | 8 | 0 | 0 | 0 | 0 | 0 | 23 | 0 | 0
0 | 0 | 0 | 0 | 0 | 0 | 0 | 0 | 0 | 1.6 | 3.8 | 1 | 23 | 4.3 | 0 | 6 | 11.7 | 0 | 0 | 0
0 | 0 | 0 | 0 | 0 | 26 | 5 | 0.5 | 5 | 5 | 0 | 0 | 25 | 0 | 0 | 0 | 0 | 0 | 0 | 0
0 | 0 | 0 | 0 | 0 | 0 | 0 | 0 | 0 | 0 | 0 | 0 | 0 | 0 | 0 | 0 | 0 | 0 | 0 | 0
3.2 | 0 | 0 | 0 | 0 | 0 | 0 | 0 | 0 | 0 | 2 | 0 | 0 | 0 | 0 | 0 | 0 | 0 | 0 | 0
27.3 | 9.2 | 9.2 | 3.2 | 0 | 0 | 0 | 0 | 0 | 0 | 0 | 0 | 0 | 0 | 0 | 0 | 0 | 0 | 0 | 0
2.3 | 39.4 | 39.4 | 49.6 | 10.5 | 0 | 0 | 12 | 0 | 1 | 2 | 0 | 2 | 0 | 0 | 0 | 0 | 0 | 0 | 0
1.8 | 0 | 0 | 8 | 3 | 0 | 0 | 8 | 0 | 0 | 2 | 0 | 0 | 50 | 4 | 0 | 0 | 0 | 0 | 0
0 | 4.8 | 4.8 | 15 | 23.3 | 0 | 0 | 6.8 | 0 | 2 | 0 | 0 | 0 | 0 | 0 | 0 | 0 | 0 | 0 | 0
0 | 0 | 0 | 0 | 0 | 0 | 0 | 0.2 | 0 | 0 | 0 | 0 | 0 | 0 | 0 | 0 | 0 | 0 | 0 | 0
0 | 0 | 0 | 0 | 0 | 0 | 0 | 0 | 0 | 0 | 0 | 0 | 0 | 0 | 0 | 0 | 0 | 0 | 0 | 0
3.1 | 0 | 0 | 0 | 0 | 0 | 0 | 0 | 0 | 0 | 0 | 0 | 0 | 0 | 0 | 0 | 0 | 0 | 0 | 0
5.2 | 0 | 0 | 0 | 0 | 10 | 0 | 0 | 0 | 0 | 0 | 0 | 0 | 0 | 0 | 0 | 0 | 0 | 0 | 0
0 | 4.2 | 4.2 | 0 | 0 | 0 | 0 | 0 | 0 | 0 | 0 | 0 | 0 | 0 | 0 | 0 | 0 | 0 | 0 | 0
0 | 0 | 0 | 0 | 0 | 18.3 | 0 | 0 | 0 | 1 | 0 | 0 | 0 | 0 | 0 | 0 | 0 | 0 | 0 | 0
0 | 0 | 0 | 0 | 0 | 0 | 0 | 0 | 0 | 0 | 0 | 0 | 0 | 0 | 0 | 0 | 0 | 0 | 0 | 0
0 | 0 | 0 | 0 | 0 | 0 | 0 | 0 | 0 | 0 | 0 | 0 | 0 | 0 | 0 | 2 | 0 | 0 | 2.5 | 0
0 | 0 | 0 | 0 | 0 | 0 | 0 | 0 | 0 | 0 | 0 | 0 | 0 | 0 | 0 | 0 | 0 | 0 | 0 | 0
0 | 0 | 0 | 0 | 0 | 0 | 0 | 0 | 0 | 0 | 0 | 0 | 0 | 0 | 0 | 0 | 0 | 0 | 0 | 0
0 | 0 | 0 | 0 | 0 | 0 | 8 | 0 | 0 | 0 | 0 | 0 | 0 | 0 | 0 | 0 | 0 | 15.4 | 0 | 0
0 | 0 | 0 | 0 | 0 | 0 | 4 | 7 | 1 | 16 | 8 | 1 | 0 | 15.3 | 0 | 0 | 13.6 | 0 | 26.2 | 0
0 | 0 | 0 | 0 | 0 | 5.2 | 24 | 6.7 | 0 | 0 | 0 | 0 | 0 | 0 | 0 | 10 | 0 | 15.1 | 30 | 0
0 | 0 | 0 | 10 | 0 | 6.3 | 1 | 1.3 | 8 | 25.1 | 13 | 25 | 20 | 22 | 32 | 40 | 14 | 17.3 | 15.7 | 0
0 | 0 | 0 | 0 | 0 | 0 | 2 | 0.5 | 2 | 17 | 7 | 0 | 11.3 | 0 | 0 | 0 | 8.4 | 10.3 | 0 | 0
0 | 0 | 0 | 0 | 0 | 0 | 2 | 4.6 | 0 | 1 | 2 | 2 | 12 | 7 | 0 | 0 | 3.6 | 10 | 5.3 | 0
0 | 0 | 0 | 15 | 0 | 2 | 0 | 26 | 0 | 0 | 2 | 3 | 0 | 0 | 0 | 0 | 3.2 | 2.3 | 4.6 | 0
0 | 0 | 0 | 15 | 0 | 0 | 0 | 0 | 27 | 21 | 2 | 1 | 0 | 0 | 0 | 0 | 0 | 0 | 0 | 0
0 | 0 | 0 | 4.2 | 0 | 0 | 16 | 0 | 1 | 3 | 1 | 1 | 8 | 3 | 1.3 | 12 | 3.2 | 0 | 0 | 0
0 | 0 | 0 | 0 | 0 | 9 | 0 | 0 | 6 | 0 | 3 | 0 | 2 | 0 | 2.1 | 0 | 3.1 | 0 | 2.5 | 0
0 | 0 | 0 | 2 | 0 | 0 | 0 | 0 | 0 | 0 | 6 | 0 | 0 | 0 | 0 | 0 | 0 | 0 | 0 | 0
0 | 0 | 0 | 0 | 0 | 0 | 0 | 0 | 0 | 0 | 0 | 0 | 0 | 0 | 0 | 0 | 0 | 0 | 0 | 0
0 | 0 | 0 | 11.4 | 10.3 | 0 | 0 | 0 | 0 | 0 | 0 | 0 | 0 | 0 | 0 | 0 | 0 | 0 | 0 | 0
0 | 0 | 0 | 3.6 | 4 | 0 | 0 | 0 | 0 | 0 | 0 | 0 | 0 | 0 | 0 | 0 | 0 | 0 | 0 | 0
0 | 0 | 0 | 0 | 0 | 0 | 0 | 0 | 0 | 0 | 0 | 0 | 0 | 0 | 0 | 0 | 0 | 0 | 0 | 0
0 | 0 | 0 | 0 | 0 | 0 | 0 | 0 | 0 | 26 | 7 | 0 | 5 | 0 | 0 | 0 | 0 | 0 | 0 | 0
0 | 0 | 0 | 0 | 0 | 0 | 0 | 0 | 0 | 0 | 0 | 0 | 0 | 0 | 0 | 0 | 0 | 0 | 0 | 0
0 | 0 | 0 | 0 | 0 | 0 | 0 | 0 | 0 | 3.4 | 10 | 0 | 1 | 0 | 0 | 0 | 0 | 0 | 0 | 0
0 | 0 | 0 | 0 | 0 | 0 | 0 | 0 | 0 | 0 | 0 | 0 | 0 | 0 | 0 | 0 | 0 | 43.3 | 11.4 | 0
0 | 0 | 0 | 0 | 0 | 0 | 0 | 13.5 | 6 | 15 | 18 | 2 | 18 | 13 | 4.2 | 4 | 29.4 | 0 | 49 | 0
0 | 0 | 0 | 0 | 0 | 0 | 0 | 0 | 0 | 0 | 0 | 0 | 0 | 0 | 2.4 | 0 | 0 | 4.2 | 0 | 0
0 | 0 | 0 | 0 | 0 | 0 | 0 | 0 | 0 | 0 | 0 | 0 | 0 | 0 | 0 | 3 | 0 | 30.3 | 0 | 0
0 | 0 | 0 | 15.8 | 0 | 0 | 67 | 0 | 2 | 45 | 11 | 5 | 13 | 13 | 0 | 42 | 19.4 | 13.3 | 45.2 | 0
0 | 0 | 0 | 0 | 0 | 0 | 0 | 5 | 3 | 14 | 10 | 7 | 21 | 53 | 20.1 | 20 | 41.8 | 23.1 | 14.7 | 0
0 | 0 | 0 | 5 | 6 | 0 | 1 | 15.1 | 2 | 16 | 32 | 21 | 30 | 260 | 26.4 | 5 | 11.2 | 0 | 0 | 0
0 | 0 | 0 | 13.6 | 0 | 0 | 0 | 0 | 0 | 0 | 4 | 7 | 4 | 0 | 4.3 | 2 | 0.2 | 8.2 | 0 | 0
0 | 0 | 0 | 0 | 0 | 0 | 0 | 0 | 1 | 0 | 0 | 22 | 0 | 13 | 10.2 | 22 | 2.1 | 0 | 0 | 0
0 | 0 | 0 | 0 | 2 | 0 | 0 | 5.3 | 1 | 5 | 0 | 3 | 15 | 10 | 13.2 | 0 | 25.4 | 0 | 6.3 | 0
0 | 0 | 0 | 0 | 0 | 0 | 0 | 0 | 0 | 0 | 0 | 0 | 0 | 160 | 0 | 30 | 2.4 | 13.3 | 0.1 | 0
0 | 0 | 0 | 0 | 0 | 0 | 0 | 0 | 0 | 2 | 4 | 45 | 8 | 180 | 32 | 6 | 8.6 | 12.1 | 2.5 | 0
0 | 0 | 0 | 0 | 0 | 0 | 0 | 0 | 0 | 1.5 | 2 | 45 | 5 | 5 | 13.2 | 34 | 10.6 | 0 | 2.6 | 0
0 | 0 | 0 | 0 | 0 | 0 | 0 | 0 | 0 | 1 | 0 | 69 | 2 | 48 | 23.2 | 0 | 11 | 0 | 7.1 | 0
0 | 0 | 0 | 0 | 0 | 0 | 2.5 | 0 | 0 | 0 | 0 | 7 | 0 | 0 | 2.2 | 0 | 0 | 0 | 0 | 0
0 | 0 | 0 | 0 | 0 | 3 | 0 | 11.3 | 3 | 0 | 0 | 0 | 0 | 0 | 0 | 12.5 | 0 | 0 | 0 | 0
0 | 0 | 0 | 0 | 16 | 25 | 0 | 44.2 | 18 | 53.6 | 67 | 11 | 44 | 12 | 0 | 10 | 13.2 | 13.2 | 73.7 | 0
0 | 0 | 0 | 0 | 9 | 24 | 0 | 7.2 | 3 | 10 | 17 | 6 | 21 | 7 | 2 | 17 | 5.6 | 5.6 | 1 | 0
0 | 0 | 0 | 0 | 10 | 0 | 0 | 25.5 | 8 | 18.5 | 21 | 32 | 22 | 12 | 4 | 12 | 14.8 | 14.8 | 6.1 | 0
0 | 0 | 0 | 0 | 12 | 20 | 0 | 19.5 | 9 | 24 | 20 | 14 | 8 | 12 | 7 | 0 | 17.4 | 17.4 | 7.9 | 0
0 | 0 | 0 | 0 | 0 | 5 | 0 | 0.2 | 0 | 1 | 1 | 1 | 2 | 1 | 0 | 5.5 | 2.1 | 2.1 | 3.8 | 0
0 | 0 | 0 | 0 | 7 | 6 | 0 | 0.5 | 0 | 2.6 | 2 | 4 | 6 | 1 | 5 | 0 | 6.6 | 6.6 | 16.3 | 0
0 | 0 | 0 | 0 | 3 | 2 | 0 | 8.7 | 7 | 6.2 | 8 | 0 | 0 | 1 | 0 | 5 | 0.7 | 0.7 | 0 | 0
0 | 0 | 0 | 0 | 29 | 4 | 0 | 9.5 | 0 | 6.4 | 2 | 37 | 1 | 2 | 0 | 0 | 0 | 0 | 0.8 | 0
0 | 0 | 0 | 0 | 12.3 | 0 | 0 | 5.8 | 2 | 1 | 1 | 3 | 1 | 0 | 0 | 0 | 3.4 | 3.4 | 0.8 | 0
0 | 0 | 0 | 0 | 0 | 0 | 0 | 0 | 0 | 2 | 1 | 0 | 1 | 0 | 0 | 0 | 0 | 0 | 0 | 0
0 | 0 | 0 | 0 | 0 | 0 | 0 | 0 | 0 | 0 | 0 | 0 | 0 | 0 | 0 | 43 | 0 | 0 | 0 | 0
0 | 0 | 0 | 0 | 0 | 0 | 0 | 0 | 0 | 0 | 0 | 23 | 1 | 20 | 10 | 0 | 0 | 0 | 0 | 0
0 | 0 | 0 | 0 | 0 | 0 | 0 | 0 | 0 | 0 | 0 | 0 | 0 | 0 | 0 | 0 | 0 | 0 | 0 | 0
0 | 0 | 0 | 0 | 0 | 0 | 0 | 0 | 0 | 0 | 0 | 0 | 0 | 0 | 0 | 0 | 0 | 0 | 0 | 0
0 | 0 | 0 | 0 | 0 | 0 | 0 | 0 | 0 | 0 | 0 | 0 | 0 | 0 | 0 | 0 | 0 | 0 | 0 | 0
0 | 0 | 0 | 0 | 0 | 0 | 0 | 0 | 0 | 0 | 0 | 0 | 0 | 0 | 0 | 0 | 0 | 0 | 0 | 0
0 | 0 | 0 | 0 | 0 | 0 | 0 | 0 | 0 | 0 | 0 | 0 | 0 | 0 | 0 | 0 | 0 | 0 | 0 | 0
0 | 0 | 0 | 0 | 0 | 0 | 0 | 0 | 0 | 0 | 0 | 0 | 0 | 0 | 0 | 5 | 0 | 0 | 0 | 0
0 | 0 | 0 | 0 | 0 | 0 | 0 | 0 | 0 | 0 | 0 | 0 | 0 | 0 | 0 | 0 | 0 | 0 | 0 | 0
0 | 0 | 0 | 0 | 0 | 0 | 0 | 0 | 0 | 0 | 0 | 0 | 0 | 0 | 0 | 76 | 0 | 0 | 0 | 0
0 | 0 | 0 | 0 | 0 | 0 | 0 | 0 | 0 | 0 | 2 | 8 | 14 | 36 | 21 | 78 | 106.6 | 106.6 | 55.6 | 0
0 | 0 | 0 | 0 | 12 | 0 | 0 | 0 | 0 | 1 | 0 | 0 | 7 | 0 | 19 | 0 | 5.8 | 5.8 | 0 | 0
0 | 0 | 0 | 0 | 0 | 0 | 0 | 0 | 0 | 0 | 0 | 0 | 0 | 0 | 0 | 0 | 0 | 0 | 0 | 0
0 | 0 | 0 | 0 | 0 | 0 | 0 | 0 | 0 | 0 | 0 | 0 | 0 | 0 | 0 | 0 | 0 | 0 | 1.8 | 0
0 | 0 | 0 | 0 | 0 | 0 | 0 | 0 | 0 | 0 | 0 | 0 | 0 | 0 | 0 | 0 | 0 | 0 | 0 | 0
0 | 0 | 0 | 0 | 0 | 0 | 0 | 0 | 0 | 0 | 0 | 0 | 0 | 0 | 0 | 0 | 0 | 0 | 0 | 0
0 | 0 | 0 | 0 | 0 | 0 | 0 | 0 | 0 | 0 | 0 | 0 | 0 | 0 | 0 | 0 | 0 | 0 | 0 | 0
0 | 0 | 0 | 0 | 0 | 0 | 0 | 0 | 0 | 0 | 0 | 0 | 0 | 0 | 0 | 0 | 0 | 0 | 0 | 0
0 | 0 | 0 | 0 | 0 | 0 | 0 | 0 | 0 | 0 | 0 | 0 | 0 | 0 | 0 | 0 | 0 | 0 | 0 | 0
0 | 0 | 0 | 0 | 0 | 0 | 0 | 0 | 0 | 0 | 0 | 0 | 0 | 0 | 0 | 0 | 0 | 0 | 0 | 0
0 | 0 | 0 | 0 | 0 | 0 | 0 | 0 | 0 | 0 | 0 | 0 | 0 | 0 | 0 | 0 | 0 | 0 | 0 | 0
0 | 0 | 0 | 0 | 0 | 0 | 0 | 0 | 0 | 0 | 0 | 0 | 0 | 0 | 0 | 0 | 0 | 0 | 0 | 0
0 | 0 | 0 | 0 | 0 | 0 | 0 | 0 | 0 | 0 | 0 | 0 | 0 | 0 | 0 | 0 | 0 | 0 | 0 | 0
0 | 0 | 0 | 0 | 0 | 0 | 0 | 0 | 0 | 0 | 0 | 0 | 0 | 0 | 0 | 0 | 0 | 0 | 0 | 0
0 | 0 | 0 | 0 | 0 | 0 | 0 | 0 | 0 | 0 | 0 | 0 | 0 | 0 | 0 | 0 | 0 | 0 | 0 | 0
0 | 0 | 0 | 0 | 0 | 0 | 0 | 0 | 0 | 0 | 0 | 0 | 0 | 0 | 0 | 0 | 0 | 0 | 0 | 0
0 | 0 | 0 | 0 | 0 | 0 | 0 | 0 | 0 | 0 | 0 | 0 | 0 | 0 | 0 | 0 | 0 | 0 | 0 | 0
0 | 0 | 0 | 0 | 0 | 0 | 0 | 0 | 0 | 0 | 0 | 0 | 0 | 0 | 0 | 0 | 0 | 0 | 0 | 0
0 | 0 | 0 | 0 | 0 | 0 | 0 | 0 | 0 | 0 | 0 | 0 | 0 | 0 | 0 | 0 | 0 | 0 | 0 | 0
0 | 0 | 0 | 0 | 0 | 0 | 0 | 0 | 0 | 0 | 0 | 0 | 3 | 0 | 0 | 0 | 0 | 0 | 0 | 0
0 | 0 | 0 | 0 | 0 | 0 | 0 | 0 | 0 | 0 | 0 | 0 | 0 | 0 | 0 | 0 | 0 | 0 | 0 | 0
0 | 0 | 0 | 0 | 0 | 0 | 0 | 0 | 0 | 0 | 0 | 0 | 0 | 0 | 0 | 0 | 0 | 0 | 0 | 0
0 | 0 | 0 | 0 | 0 | 0 | 0 | 0 | 0 | 0 | 0 | 0 | 0 | 0 | 0 | 0 | 0 | 0 | 0 | 0
0 | 0 | 0 | 0 | 0 | 0 | 0 | 0 | 0 | 0 | 0 | 0 | 0 | 0 | 0 | 0 | 0 | 0 | 0 | 0
0 | 0 | 0 | 0 | 0 | 0 | 0 | 0 | 0 | 0 | 0 | 0 | 0 | 0 | 0 | 0 | 0 | 0 | 0 | 0
0 | 0 | 0 | 0 | 0 | 0 | 0 | 0 | 0 | 0 | 0 | 0 | 0 | 0 | 0 | 0 | 0 | 0 | 0 | 0
0 | 0 | 0 | 0 | 0 | 0 | 0 | 0 | 0 | 0 | 0 | 0 | 0 | 0 | 0 | 0 | 0 | 0 | 0 | 0
0 | 0 | 0 | 0 | 0 | 0 | 0 | 0 | 0 | 0 | 0 | 0 | 0 | 0 | 0 | 0 | 0 | 0 | 0 | 0
0 | 0 | 0 | 0 | 0 | 0 | 0 | 0 | 0 | 0 | 0 | 0 | 0 | 0 | 0 | 0 | 0 | 0 | 0 | 0
0 | 0 | 0 | 0 | 0 | 0 | 0 | 0 | 0 | 0 | 0 | 0 | 0 | 0 | 0 | 0 | 0 | 0 | 0 | 0
0 | 0 | 0 | 0 | 0 | 0 | 0 | 0 | 0 | 0 | 0 | 0 | 0 | 0 | 0 | 0 | 0 | 0 | 0 | 0
0 | 0 | 0 | 0 | 0 | 0 | 0 | 0 | 0 | 0 | 0 | 0 | 0 | 0 | 0 | 0 | 0 | 0 | 0 | 0
0 | 0 | 0 | 0 | 0 | 0 | 0 | 0 | 0 | 0 | 0 | 0 | 0 | 0 | 0 | 0 | 0 | 0 | 0 | 0
0 | 0 | 0 | 0 | 0 | 0 | 0 | 0 | 0 | 0 | 0 | 0 | 0 | 0 | 0 | 0 | 0 | 0 | 0 | 0
0 | 0 | 0 | 0 | 0 | 0 | 0 | 0 | 0 | 0 | 0 | 0 | 0 | 0 | 0 | 0 | 0 | 0 | 0 | 0
0 | 0 | 0 | 0 | 0 | 0 | 0 | 0 | 0 | 0 | 0 | 0 | 0 | 0 | 0 | 0 | 0 | 0 | 0 | 0
0 | 0 | 0 | 0 | 0 | 0 | 0 | 0 | 0 | 0 | 0 | 0 | 0 | 0 | 0 | 0 | 0 | 0 | 0 | 0
0 | 0 | 0 | 0 | 0 | 0 | 0 | 0 | 0 | 0 | 0 | 0 | 0 | 0 | 0 | 0 | 0 | 0 | 0 | 0
0 | 0 | 0 | 0 | 0 | 0 | 0 | 0 | 0 | 0 | 0 | 0 | 0 | 0 | 0 | 0 | 0 | 0 | 0 | 0
0 | 0 | 0 | 0 | 0 | 0 | 0 | 0 | 0 | 0 | 0 | 0 | 0 | 0 | 0 | 0 | 0 | 0 | 0 | 0
0 | 0 | 0 | 0 | 0 | 0 | 0 | 0 | 0 | 0 | 0 | 0 | 0 | 0 | 0 | 0 | 0 | 0 | 0 | 5.5
0 | 0 | 0 | 0 | 0 | 0 | 0 | 0 | 0 | 0 | 0 | 0 | 0 | 0 | 0 | 0 | 0 | 0 | 0 | 5.5
0 | 0 | 0 | 0 | 0 | 0 | 0 | 0 | 0 | 0 | 0 | 0 | 0 | 0 | 0 | 0 | 0 | 0 | 0 | 5.5
0 | 0 | 0 | 0 | 0 | 0 | 0 | 0 | 0 | 0 | 0 | 0 | 0 | 0 | 0 | 0 | 0 | 0 | 0 | 5.5
0 | 0 | 0 | 0 | 0 | 0 | 0 | 0 | 0 | 0 | 0 | 0 | 0 | 0 | 0 | 0 | 0 | 0 | 0 | 5.5
0 | 0 | 0 | 0 | 0 | 0 | 0 | 0 | 0 | 0 | 0 | 0 | 0 | 0 | 0 | 0 | 0 | 0 | 0 | 5.5
0 | 0 | 0 | 0 | 0 | 0 | 0 | 0 | 0 | 0 | 0 | 0 | 0 | 0 | 0 | 0 | 0 | 0 | 0 | 5.5
0 | 0 | 0 | 0 | 0 | 0 | 0 | 0 | 0 | 0 | 0 | 0 | 0 | 0 | 0 | 0 | 0 | 0 | 0 | 5.5
0 | 0 | 0 | 0 | 0 | 0 | 0 | 0 | 0 | 0 | 0 | 0 | 0 | 0 | 0 | 0 | 0 | 0 | 0 | 5.5
0 | 0 | 0 | 0 | 0 | 0 | 0 | 0 | 0 | 0 | 0 | 0 | 0 | 0 | 0 | 0 | 0 | 0 | 0 | 5.5
0 | 0 | 0 | 0 | 0 | 0 | 0 | 0 | 0 | 0 | 0 | 0 | 0 | 0 | 0 | 0 | 0 | 0 | 0 | 5.5
0 | 0 | 0 | 0 | 0 | 0 | 0 | 0 | 0 | 0 | 0 | 0 | 0 | 0 | 0 | 0 | 0 | 0 | 0 | 5.5
0 | 0 | 0 | 0 | 0 | 0 | 0 | 0 | 0 | 0 | 0 | 0 | 0 | 0 | 0 | 0 | 0 | 0 | 0 | 5.5
0 | 0 | 0 | 0 | 0 | 0 | 0 | 0 | 0 | 0 | 0 | 0 | 0 | 0 | 0 | 0 | 0 | 0 | 0 | 5.5
0 | 22.9 | 0 | 6 | 0 | 0 | 0 | 0 | 0 | 0 | 0 | 0 | 0 | 0 | 0 | 0 | 0 | 0 | 0 | 5.5
0 | 0 | 0 | 0 | 3 | 0 | 0 | 0 | 0 | 22.2 | 0 | 0 | 0 | 0 | 0 | 0 | 0 | 0 | 0 | 5.5
0 | 0 | 0 | 0 | 0 | 0 | 0 | 0 | 0 | 0 | 0 | 0 | 0 | 0 | 0 | 0 | 0 | 0 | 0 | 5.5
0 | 0 | 0 | 0 | 0 | 0 | 0 | 0 | 0 | 0 | 0 | 0 | 0 | 0 | 0 | 0 | 0 | 0 | 0 | 5.5
0 | 0 | 0 | 0 | 0 | 0 | 0 | 0 | 0 | 0 | 0 | 0 | 0 | 0 | 0 | 0 | 0 | 0 | 0 | 5.5
0 | 0 | 0 | 0 | 0 | 0 | 0 | 0 | 0 | 0 | 0 | 0 | 0 | 0 | 0 | 0 | 0 | 0 | 0 | 5.5
0 | 0 | 0 | 0 | 0 | 0 | 0 | 0 | 0 | 0 | 0 | 0 | 0 | 0 | 0 | 0 | 0 | 0 | 0 | 5.5
0 | 0 | 0 | 0 | 0 | 0 | 0 | 0 | 0 | 0 | 0 | 0 | 0 | 0 | 0 | 0 | 0 | 0 | 0 | 5.5
0 | 0 | 0 | 0 | 0 | 0 | 0 | 0 | 0 | 0 | 0 | 0 | 0 | 0 | 0 | 0 | 0 | 0 | 0 | 5.5
0 | 0 | 0 | 0 | 0 | 0 | 0 | 0 | 0 | 0 | 0 | 0 | 0 | 0 | 0 | 0 | 0 | 0 | 0 | 5.5
0 | 0 | 0 | 0 | 0 | 0 | 0 | 0 | 0 | 0 | 0 | 0 | 0 | 0 | 0 | 0 | 0 | 0 | 0 | 5.5
0 | 0 | 0 | 0 | 0 | 0 | 0 | 0 | 0 | 0 | 0 | 0 | 0 | 0 | 0 | 0 | 0 | 0 | 0 | 5.5
0 | 0 | 0 | 0 | 0 | 0 | 0 | 0 | 0 | 0 | 0 | 0 | 0 | 0 | 0 | 0 | 0 | 0 | 0 | 5.5
0 | 0 | 0 | 0 | 0 | 0 | 0 | 0 | 0 | 0 | 0 | 0 | 0 | 0 | 0 | 0 | 0 | 0 | 0 | 5.5
0 | 0 | 0 | 0 | 0 | 0 | 0 | 0 | 0 | 0 | 0 | 0 | 0 | 0 | 0 | 0 | 0 | 0 | 0 | 5.5
0 | 0 | 0 | 0 | 0 | 0 | 0 | 0 | 0 | 0 | 0 | 0 | 0 | 0 | 0 | 0 | 0 | 0 | 0 | 5.5
0 | 0 | 0 | 0 | 0 | 0 | 0 | 0 | 0 | 0 | 0 | 0 | 0 | 0 | 0 | 0 | 0 | 0 | 0 | 5.5
0 | 0 | 0 | 0 | 0 | 0 | 0 | 0 | 0 | 0 | 0 | 0 | 0 | 0 | 0 | 0 | 0 | 0 | 0 | 11
0 | 0 | 0 | 0 | 0 | 0 | 0 | 0 | 0 | 0 | 0 | 0 | 0 | 0 | 0 | 0 | 0 | 0 | 0 | 11
0 | 0 | 0 | 0 | 0 | 0 | 0 | 0 | 0 | 0 | 0 | 0 | 0 | 0 | 0 | 0 | 0 | 0 | 0 | 11
0 | 0 | 0 | 0 | 0 | 0 | 0 | 0 | 0 | 0 | 0 | 0 | 0 | 0 | 0 | 0 | 0 | 0 | 0 | 11
0 | 0 | 0 | 0 | 0 | 0 | 0 | 0 | 0 | 0 | 0 | 0 | 0 | 0 | 0 | 0 | 0 | 0 | 0 | 11
0 | 0 | 0 | 0 | 0 | 0 | 0 | 0 | 0 | 0 | 0 | 0 | 0 | 0 | 0 | 0 | 0 | 0 | 0 | 11
0 | 0 | 0 | 0 | 0 | 0 | 0 | 0 | 0 | 0 | 0 | 0 | 0 | 0 | 0 | 0 | 0 | 0 | 0 | 11
0 | 0 | 0 | 0 | 0 | 0 | 0 | 0 | 0 | 0 | 0 | 0 | 0 | 0 | 0 | 0 | 0 | 0 | 0 | 11
0 | 0 | 0 | 0 | 0 | 0 | 0 | 0 | 0 | 0 | 0 | 0 | 0 | 0 | 0 | 0 | 0 | 0 | 0 | 11
0 | 0 | 0 | 0 | 0 | 0 | 0 | 0 | 0 | 0 | 0 | 0 | 0 | 0 | 0 | 0 | 0 | 15 | 0 | 11
0 | 0 | 0 | 0 | 0 | 0 | 0 | 0 | 0 | 0 | 0 | 0 | 1 | 72 | 66 | 46.7 | 21.4 | 0 | 0 | 11
0 | 0 | 0 | 0 | 0 | 0 | 0 | 0 | 0 | 0 | 0 | 0 | 0 | 88 | 35 | 44 | 0 | 0 | 0 | 11
0 | 0 | 0 | 0 | 0 | 0 | 0 | 0 | 0 | 0.2 | 0 | 0 | 0 | 0 | 1 | 0 | 0 | 0 | 0 | 11
0 | 0 | 0 | 0 | 0 | 0 | 0 | 0 | 0 | 0 | 0 | 0 | 0 | 0 | 0 | 0 | 0 | 0 | 0 | 11
0 | 0 | 0 | 0 | 0 | 0 | 0 | 0 | 0 | 0 | 0 | 0 | 0 | 0 | 0 | 0 | 0 | 0 | 0 | 11
0 | 0 | 0 | 0 | 3 | 0 | 0 | 0 | 0 | 0 | 0 | 0 | 0 | 0 | 0 | 0 | 0 | 0 | 0 | 11
0 | 0 | 0 | 0 | 0 | 0 | 0 | 0 | 0 | 0 | 0 | 0 | 0 | 0 | 0 | 0 | 0 | 0 | 0 | 11
0 | 0 | 0 | 0 | 0 | 0 | 0 | 0 | 0 | 0 | 0 | 0 | 0 | 0 | 0 | 0 | 0 | 0 | 0 | 11
0 | 0 | 0 | 0 | 0 | 0 | 0 | 0 | 0 | 0 | 0 | 0 | 0 | 0 | 0 | 0 | 0 | 0 | 0 | 11
0 | 0 | 0 | 0 | 0 | 0 | 0 | 0 | 0 | 0 | 0 | 0 | 0 | 0 | 0 | 0 | 0 | 0 | 0 | 11
0 | 0 | 0 | 0 | 0 | 0 | 0 | 0 | 0 | 0 | 0 | 0 | 0 | 0 | 0 | 0 | 0 | 0 | 0 | 11
0 | 0 | 0 | 0 | 0 | 0 | 0 | 0 | 0 | 7.4 | 0 | 0 | 0 | 0 | 0 | 0 | 0 | 0 | 0 | 11
0 | 0 | 0 | 0 | 0 | 0 | 0 | 0 | 0 | 0 | 0 | 0 | 0 | 0 | 0 | 0 | 0 | 0 | 0 | 11
0 | 0 | 0 | 0 | 0 | 0 | 0 | 0 | 0 | 0 | 0 | 0 | 0 | 0 | 0 | 0 | 0 | 0 | 0 | 11
0 | 0 | 0 | 0 | 0 | 0 | 0 | 0 | 0 | 0 | 0 | 0 | 0 | 0 | 0 | 0 | 0 | 0 | 0 | 11
0 | 0 | 0 | 0 | 0 | 0 | 0 | 0 | 0 | 0 | 0 | 0 | 0 | 0 | 0 | 0 | 0 | 0 | 0 | 11
0 | 0 | 0 | 0 | 0 | 0 | 0 | 0 | 0 | 0 | 0 | 0 | 0 | 0 | 0 | 0 | 0 | 0 | 0 | 11
0 | 0 | 0 | 0 | 0 | 0 | 0 | 0 | 0 | 0 | 0 | 0 | 0 | 0 | 0 | 0 | 0 | 0 | 0 | 11
0 | 0 | 0 | 0 | 0 | 0 | 0 | 0 | 0 | 0 | 0 | 0 | 0 | 0 | 0 | 0 | 0 | 0 | 0 | 16.5
0 | 0 | 0 | 0 | 0 | 0 | 0 | 0 | 0 | 0 | 0 | 0 | 0 | 0 | 0 | 0 | 0 | 0 | 0 | 16.5
0 | 0 | 0 | 0 | 0 | 0 | 0 | 0 | 0 | 0 | 0 | 0 | 0 | 0 | 0 | 0 | 0 | 0 | 0 | 16.5
0 | 0 | 0 | 0 | 0 | 0 | 0 | 0 | 0 | 0 | 0 | 0 | 0 | 0 | 0 | 0 | 0 | 0 | 0 | 16.5
0 | 0 | 0 | 0 | 0 | 0 | 0 | 0 | 0 | 0 | 0 | 0 | 0 | 0 | 0 | 0 | 0 | 0 | 0 | 16.5
0 | 0 | 0 | 0 | 0 | 0 | 0 | 0 | 0 | 0 | 0 | 0 | 0 | 0 | 0 | 0 | 0 | 0 | 0 | 16.5
0 | 0 | 0 | 0 | 0 | 0 | 0 | 0 | 0 | 0 | 0 | 0 | 0 | 0 | 0 | 0 | 0 | 0 | 0 | 16.5
0 | 0 | 0 | 0 | 0 | 0 | 0 | 0 | 0 | 0 | 0 | 0 | 0 | 0 | 0 | 0 | 0 | 0 | 0 | 16.5
0 | 0 | 0 | 0 | 0 | 0 | 0 | 0 | 0 | 0 | 0 | 0 | 0 | 0 | 0 | 0 | 0 | 0 | 0 | 16.5
0 | 0 | 0 | 0 | 0 | 0 | 0 | 0 | 0 | 0 | 0 | 0 | 0 | 0 | 0 | 0 | 0 | 0 | 0 | 16.5
0 | 0 | 0 | 0 | 0 | 0 | 0 | 0 | 0 | 0 | 0 | 0 | 0 | 0 | 0 | 0 | 0 | 0 | 0 | 16.5
0 | 0 | 0 | 0 | 0 | 0 | 0 | 0 | 0 | 0 | 0 | 0 | 0 | 0 | 0 | 0 | 0 | 0 | 0 | 16.5
0 | 0 | 0 | 0 | 0 | 0 | 0 | 0 | 0 | 0 | 0 | 0 | 0 | 0 | 0 | 0 | 0 | 0 | 0 | 16.5
0 | 0 | 0 | 0 | 0 | 0 | 0 | 0 | 0 | 0 | 0 | 0 | 0 | 0 | 0 | 0 | 0 | 0 | 0 | 16.5
0 | 0 | 0 | 0 | 0 | 0 | 0 | 0 | 0 | 0 | 0 | 0 | 0 | 0 | 0 | 0 | 0 | 0 | 0 | 16.5
0 | 0 | 0 | 0 | 0 | 0 | 0 | 0 | 0 | 0 | 0 | 0 | 0 | 0 | 0 | 0 | 0 | 0 | 0 | 16.5
0 | 0 | 0 | 0 | 0 | 0 | 0 | 0 | 0 | 0 | 0 | 0 | 0 | 0 | 0 | 0 | 0 | 0 | 0 | 16.5
0 | 0 | 0 | 0 | 0 | 0 | 0 | 0 | 0 | 0 | 0 | 0 | 0 | 0 | 0 | 0 | 0 | 0 | 0 | 16.5
0 | 0 | 0 | 0 | 0 | 0 | 0 | 0 | 0 | 0 | 5 | 0 | 0 | 0 | 0 | 0 | 0 | 0 | 0 | 16.5
0 | 0 | 0 | 0 | 0 | 0 | 0 | 0 | 0 | 0 | 0 | 0 | 0 | 0 | 0 | 0 | 0 | 0 | 0 | 16.5
0 | 0 | 0 | 0 | 0 | 0 | 0 | 0 | 0 | 0 | 0 | 0 | 0 | 0 | 0 | 0 | 0 | 0 | 0 | 16.5
0 | 0 | 0 | 0 | 0 | 0 | 0 | 0 | 0 | 0 | 0 | 0 | 0 | 0 | 0 | 0 | 0 | 0 | 0 | 16.5
0 | 0 | 0 | 0 | 0 | 0 | 0 | 0 | 0 | 0 | 0 | 0 | 0 | 0 | 0 | 0 | 0 | 0 | 0 | 16.5
0 | 0 | 0 | 0 | 0 | 0 | 0 | 0 | 0 | 0 | 0 | 0 | 0 | 0 | 0 | 0 | 0 | 0 | 0 | 16.5
0 | 0 | 0 | 0 | 0 | 0 | 0 | 0 | 0 | 0 | 0 | 0 | 0 | 0 | 0 | 0 | 0 | 0 | 0 | 16.5
0 | 25.4 | 0 | 0 | 0 | 0 | 0 | 0 | 0 | 0 | 0 | 0 | 0 | 0 | 0 | 0 | 0 | 0 | 0 | 16.5
17.7 | 0 | 0 | 0 | 0 | 0 | 27 | 0 | 0 | 0 | 0 | 0 | 0 | 0 | 0 | 0 | 0 | 0 | 0 | 16.5
0 | 0 | 0 | 36.6 | 0 | 46 | 0 | 5.2 | 2 | 23 | 26 | 4 | 21 | 10 | 12 | 5 | 0 | 3 | 5.8 | 16.5
0 | 0 | 0 | 0 | 15.6 | 0 | 0 | 0 | 0 | 0 | 0 | 0 | 0 | 0 | 0 | 0 | 0 | 0 | 0.8 | 16.5
0 | 0 | 0 | 0 | 0 | 0 | 0 | 0 | 0 | 2 | 8 | 11 | 13 | 18 | 20 | 23.4 | 28.8 | 22.5 | 0 | 16.5
0 | 0 | 0 | 0 | 0 | 0 | 0 | 0 | 0 | 0 | 0 | 0 | 0 | 0 | 0 | 0 | 0 | 0 | 0 | 16.5
0 | 0 | 0 | 0 | 0 | 0 | 16 | 0 | 0 | 0 | 0 | 0 | 0 | 0 | 0 | 6.4 | 12.8 | 9.4 | 0 | 16.5
0 | 0 | 0 | 0 | 0 | 0 | 0 | 9.8 | 0 | 2 | 7.8 | 2 | 2 | 0 | 0 | 0 | 0 | 0 | 4.8 | 16.5
0 | 0 | 0 | 0 | 0 | 0 | 0 | 0 | 0 | 0 | 0 | 0 | 0 | 0 | 0 | 0 | 0 | 0 | 0 | 16.5
0 | 0 | 0 | 0 | 0 | 0 | 0 | 0 | 0 | 0 | 0 | 0 | 0 | 0 | 0 | 0 | 0 | 0 | 0 | 16.5
0 | 0 | 0 | 0 | 0 | 0 | 0 | 0 | 0 | 0 | 0 | 0 | 0 | 0 | 0 | 0.2 | 0.4 | 0 | 0 | 16.5
0 | 0 | 0 | 0 | 0 | 0 | 0 | 0 | 0 | 0 | 0 | 0 | 0 | 0 | 0 | 0 | 0 | 0 | 0 | 16.5
0 | 0 | 0 | 0 | 0 | 0 | 0 | 0 | 0 | 0 | 0 | 0 | 0 | 0 | 0 | 0 | 0 | 23 | 0 | 16.5
0 | 0 | 0 | 7.4 | 0 | 0 | 0 | 0 | 2 | 2 | 3 | 18 | 5 | 0 | 0 | 0 | 0 | 0 | 0 | 16.5
0 | 0 | 0 | 0 | 0 | 0 | 22 | 0 | 0 | 0 | 0 | 0 | 0 | 0 | 0 | 0 | 0 | 0 | 0 | 16.5
0 | 0 | 0 | 3 | 12.2 | 0 | 0 | 0 | 0 | 0 | 0 | 0 | 0 | 0 | 0 | 0 | 0 | 0 | 0 | 16.5
0 | 0 | 0 | 0 | 0 | 3.1 | 6 | 0 | 0 | 0 | 0 | 0 | 0 | 0 | 0 | 0 | 0 | 0 | 5.1 | 16.5
0 | 0 | 0 | 0 | 0 | 0 | 14 | 0 | 0 | 20.2 | 21 | 0 | 40 | 0 | 0 | 0 | 0 | 11.9 | 0 | 16.5
4 | 4 | 4 | 4.4 | 0 | 16.1 | 0 | 0.5 | 2 | 17 | 47 | 6 | 10 | 0 | 0 | 3.9 | 7.8 | 0 | 7.4 | 16.5
0 | 0 | 0 | 0 | 13 | 66 | 0 | 5 | 0 | 0 | 0 | 0 | 0 | 0 | 0 | 0 | 0 | 0 | 0 | 16.5
0 | 0 | 0 | 0 | 0 | 0 | 2 | 22 | 0 | 0 | 0 | 3 | 4 | 0 | 0 | 0 | 0 | 17 | 0 | 16.5
0 | 0 | 0 | 0 | 1.2 | 0 | 0 | 11.5 | 0 | 9 | 7 | 4 | 14 | 0 | 0 | 6.55 | 13.1 | 14.2 | 11.4 | 16.5
0 | 0 | 0 | 4 | 2 | 0 | 2 | 15.3 | 0 | 9.8 | 9 | 7 | 26 | 0 | 0 | 8.1 | 16.2 | 32 | 5.3 | 16.5
17.2 | 17.2 | 17.2 | 11 | 14 | 0 | 0 | 10.2 | 0 | 20 | 6 | 7 | 15 | 0 | 0 | 9.8 | 19.6 | 0 | 11.4 | 16.5
0 | 0 | 0 | 0 | 0 | 0 | 8 | 0 | 0 | 0 | 0 | 0 | 0 | 0 | 0 | 0 | 0 | 23 | 0 | 16.5
0 | 0 | 0 | 0 | 0 | 13 | 6 | 0 | 9 | 2 | 0 | 0 | 0 | 0 | 0 | 9.2 | 18.4 | 3 | 0 | 16.5
0 | 0 | 0 | 9 | 4 | 0 | 0 | 1.5 | 10 | 7.6 | 0 | 4 | 0 | 0 | 0 | 7.2 | 14.4 | 0 | 0 | 16.5
21.8 | 21.8 | 21.8 | 7.4 | 1.2 | 7.1 | 11 | 11 | 3 | 1.4 | 1 | 0 | 0 | 0 | 0 | 0 | 0 | 0 | 0 | 16.5
0 | 0 | 0 | 0 | 0 | 0 | 0 | 0 | 0 | 0 | 0 | 0 | 0 | 0 | 0 | 0 | 0 | 0 | 0 | 16.5
0 | 0 | 0 | 0 | 0 | 0 | 0 | 0 | 0 | 8 | 6 | 0 | 0 | 0 | 0 | 0 | 0 | 2.8 | 0 | 16.5
0 | 0 | 0 | 0 | 0 | 0 | 0 | 0 | 0 | 7 | 0.6 | 3 | 0 | 0 | 0 | 0 | 0 | 0 | 0 | 16.5
5.6 | 5.6 | 5.6 | 1.2 | 23 | 13.01 | 7 | 0 | 2 | 0 | 0 | 0 | 0 | 0 | 0 | 0 | 0 | 46 | 0 | 16.5
0 | 0 | 0 | 19.2 | 10.2 | 31.02 | 0 | 8.7 | 5 | 29.6 | 0 | 19 | 10 | 0 | 0 | 8.8 | 17.6 | 9.2 | 0 | 16.5
21.4 | 21.4 | 21.4 | 12 | 1 | 1.04 | 4 | 2.5 | 4 | 0 | 2 | 0 | 0 | 0 | 0 | 6.4 | 12.8 | 0 | 0 | 16.5
0 | 0 | 0 | 0 | 0 | 29.02 | 16 | 0 | 0 | 0 | 0 | 0 | 4 | 0 | 0 | 0 | 0 | 40 | 10.4 | 16.5
16.6 | 16.6 | 16.6 | 18.3 | 36.8 | 26.01 | 0 | 31.3 | 15.1 | 22 | 23 | 12 | 28 | 0 | 0 | 14.6 | 29.2 | 14 | 33 | 16.5
0 | 0 | 0 | 11.3 | 29 | 0 | 8.9 | 12.2 | 10 | 13 | 9 | 35 | 16 | 5 | 0 | 6.9 | 8.8 | 0 | 0 | 5.5
0 | 0 | 0 | 0 | 0 | 0 | 0 | 0 | 0 | 0 | 0 | 0 | 0 | 0 | 0 | 0 | 0 | 14 | 6 | 5.5
11.1 | 11.1 | 11.1 | 6 | 0 | 0 | 0 | 2 | 0 | 0 | 0 | 0 | 0 | 9 | 0 | 4.5 | 0 | 7 | 1 | 5.5
0 | 0 | 0 | 6.3 | 3 | 31.04 | 14.1 | 8.5 | 35 | 1 | 2 | 0 | 2 | 2 | 0 | 4.2 | 6.4 | 0 | 7.9 | 5.5
0 | 0 | 0 | 0 | 0 | 0 | 0 | 0 | 0 | 0 | 0 | 0 | 0 | 0 | 0 | 0 | 0 | 0 | 0 | 5.5
0 | 0 | 0 | 0 | 0 | 0 | 0 | 0 | 0 | 0 | 0 | 0 | 0 | 0 | 16 | 0 | 0 | 0 | 0 | 5.5
0 | 0 | 0 | 0 | 0 | 0 | 0 | 0 | 0 | 0 | 0 | 0 | 0 | 0 | 0 | 0 | 0 | 0 | 0 | 5.5
0 | 0 | 0 | 0 | 0 | 0 | 0 | 0 | 0 | 0 | 0 | 0 | 0 | 0 | 0 | 0 | 0 | 0 | 0 | 5.5
0 | 0 | 0 | 0 | 0 | 0 | 0 | 0 | 0 | 0 | 0 | 0 | 0 | 0 | 0 | 0 | 0 | 0 | 0 | 5.5
0 | 0 | 0 | 0 | 0 | 0 | 0 | 0 | 0 | 6.8 | 0 | 0 | 0 | 0 | 0 | 0 | 0 | 0 | 0 | 5.5
0 | 0 | 0 | 0 | 11.3 | 0 | 0 | 0 | 0 | 0 | 0 | 0 | 0 | 0 | 0 | 0 | 0 | 0 | 0 | 5.5
0 | 0 | 0 | 0 | 0 | 0 | 0 | 0 | 0 | 0 | 0 | 0 | 0 | 0 | 0 | 0 | 0 | 0 | 0 | 5.5
0 | 0 | 0 | 5 | 0 | 0 | 0 | 0 | 0 | 0 | 0 | 0 | 0 | 0 | 0 | 0 | 0 | 0 | 0 | 5.5
11.2 | 11.2 | 11.2 | 0 | 0 | 0 | 0 | 0 | 0 | 0 | 0 | 0 | 0 | 0 | 0 | 0 | 0 | 0 | 0 | 5.5
0 | 0 | 0 | 0 | 0 | 0 | 0 | 0 | 0 | 0 | 0 | 0 | 0 | 0 | 0 | 0 | 0 | 0 | 0 | 5.5
0 | 0 | 0 | 0 | 0 | 0 | 0 | 0 | 0 | 0 | 0 | 0 | 0 | 0 | 0 | 0 | 0 | 0 | 0 | 5.5
1.6 | 1.6 | 1.6 | 0 | 0 | 0 | 0 | 0 | 0 | 0 | 0 | 0 | 0 | 0 | 0 | 0 | 0 | 0 | 0 | 5.5
0 | 0 | 0 | 3.2 | 1 | 0 | 0 | 0 | 1 | 7 | 0 | 17 | 24 | 18 | 15 | 13.9 | 9.8 | 0 | 7.1 | 5.5
0 | 0 | 0 | 0 | 5.3 | 0 | 0 | 0 | 5 | 0 | 0 | 0 | 0 | 0 | 0 | 0 | 0 | 0 | 0 | 5.5
0 | 0 | 0 | 0 | 20 | 2.01 | 0 | 32 | 25 | 8.6 | 32 | 0 | 0 | 10 | 53 | 8.2 | 6.4 | 9.2 | 31.2 | 5.5
0 | 0 | 0 | 0 | 0 | 0 | 0 | 0 | 0 | 0 | 0.8 | 0 | 0 | 0 | 0 | 0 | 0 | 18 | 0 | 5.5
0 | 0 | 0 | 0 | 0 | 0 | 0 | 0 | 0 | 0 | 16 | 0 | 0 | 0 | 0 | 0 | 0 | 0 | 0 | 5.5
0 | 0 | 0 | 4.4 | 10 | 0 | 0 | 0 | 0 | 0 | 0 | 0 | 39 | 0 | 10 | 20 | 40 | 0 | 4.3 | 5.5
0 | 0 | 0 | 0 | 0 | 0 | 0 | 0 | 0 | 0 | 0 | 0 | 0 | 0 | 0 | 0 | 0 | 0 | 0 | 5.5
0 | 0 | 0 | 0 | 0 | 2.01 | 0 | 0 | 0 | 5 | 0 | 0 | 0 | 0 | 0 | 0 | 0 | 0 | 0 | 5.5
0 | 0 | 0 | 0 | 0 | 0 | 0 | 0 | 0 | 8.4 | 0 | 0 | 0 | 0 | 0 | 4.3 | 8.6 | 0 | 55.1 | 5.5
0 | 0 | 0 | 0 | 0 | 0 | 0 | 0 | 0 | 0 | 1 | 0 | 0 | 0 | 0 | 2.1 | 4.2 | 0 | 0 | 5.5
7.2 | 7.2 | 7.2 | 0 | 0 | 0 | 0 | 0 | 0 | 22 | 15 | 0 | 60 | 0 | 0 | 0 | 0 | 0 | 0 | 5.5
20 | 20 | 20 | 0 | 0 | 0 | 0 | 0 | 0 | 0 | 0 | 0 | 0 | 0 | 0 | 0 | 0 | 0 | 0 | 5.5
0 | 0 | 0 | 46 | 9 | 0 | 0 | 0 | 0 | 0 | 0 | 0 | 0 | 0 | 0 | 0 | 0 | 0 | 0 | 5.5
0 | 0 | 0 | 0 | 0 | 0 | 0 | 0 | 0 | 0 | 0 | 3 | 0 | 0 | 0 | 4.7 | 9.4 | 0 | 0 | 5.5
0 | 0 | 0 | 0 | 11 | 0 | 0 | 8 | 2 | 0 | 0 | 1 | 0 | 0 | 0 | 0 | 0 | 0 | 0 | 0
0 | 0 | 0 | 12 | 8 | 0 | 0 | 2.8 | 0 | 0 | 0 | 0 | 0 | 0 | 0 | 0 | 0 | 0 | 0 | 0
6.6 | 6.6 | 6.6 | 10.2 | 7.4 | 5 | 2 | 0 | 0 | 0 | 0 | 0 | 0 | 0 | 0 | 0 | 0 | 0 | 0 | 0
7.6 | 7.6 | 7.6 | 18.8 | 13 | 6 | 0 | 46.5 | 50 | 6 | 7 | 0 | 34 | 33 | 19.5 | 39 | 45 | 62 | 19.1 | 0
0 | 0 | 0 | 0 | 0 | 0 | 0 | 0 | 0 | 0 | 7 | 0 | 0 | 0 | 0 | 0 | 0 | 0 | 0 | 0
0 | 0 | 0 | 0 | 0 | 0 | 0 | 0 | 0 | 0 | 0 | 0 | 0 | 0 | 0 | 0 | 0 | 0 | 0 | 0
6.2 | 6.2 | 6.2 | 0 | 0 | 0 | 0 | 0 | 0 | 9 | 10 | 0 | 10 | 0 | 0 | 1.9 | 3.8 | 0 | 0 | 0
7.2 | 7.2 | 7.2 | 0 | 0 | 0 | 0 | 0 | 4 | 8.2 | 11 | 0 | 15 | 0 | 0 | 2.1 | 4.2 | 0 | 0 | 0
0 | 0 | 0 | 13.4 | 0 | 0 | 0 | 1 | 0 | 2 | 12 | 0 | 0 | 0 | 0 | 0 | 0 | 0 | 0 | 0
2.2 | 2.2 | 2.2 | 10.4 | 0 | 0 | 0 | 0 | 0 | 0 | 0 | 2 | 0 | 0 | 0 | 0 | 0 | 0 | 0 | 0
7.8 | 7.8 | 7.8 | 11 | 8.3 | 0 | 5 | 61.5 | 17 | 7 | 8 | 0 | 8 | 14 | 24 | 9.3 | 4.6 | 6.2 | 16.5 | 0
0 | 0 | 0 | 7.2 | 0 | 0 | 0 | 5.7 | 7 | 0 | 2 | 0 | 0 | 0 | 0 | 0 | 0 | 0 | 7.6 | 0
5 | 5 | 5 | 6.3 | 4.3 | 3 | 1 | 19 | 5 | 0 | 10 | 0 | 0 | 0 | 0 | 0 | 0 | 0 | 3.3 | 0
43.2 | 43.2 | 43.2 | 53.2 | 38.4 | 34.2 | 23 | 57.7 | 71 | 54.4 | 32 | 40 | 22 | 6 | 4.3 | 11.2 | 16.4 | 22 | 26.4 | 0
6 | 6 | 6 | 59.2 | 64.3 | 40 | 18.4 | 84 | 1.4 | 40.4 | 22 | 0 | 10 | 0 | 1.3 | 1.3 | 2.6 | 0 | 9.5 | 0
0 | 0 | 0 | 60 | 33.3 | 30.2 | 10.4 | 48 | 0.8 | 34 | 32 | 26 | 15 | 5 | 2.4 | 2.5 | 0 | 0 | 0 | 0
82.8 | 82.8 | 82.8 | 65 | 50 | 60.3 | 10 | 46 | 2.1 | 68.8 | 34 | 30 | 26 | 4 | 0 | 2 | 0 | 0 | 3.3 | 0
93.6 | 93.6 | 93.6 | 58.4 | 69.3 | 64.3 | 19 | 108.3 | 0 | 58.4 | 38 | 19 | 24 | 5 | 4.4 | 7.6 | 10.2 | 11 | 5.6 | 0
38.6 | 38.6 | 38.6 | 40 | 50 | 40.2 | 6.4 | 102.1 | 1.8 | 120 | 48 | 21 | 30 | 6 | 5.2 | 7.8 | 9.6 | 0 | 5.8 | 0
55.8 | 55.8 | 55.8 | 19.4 | 39.2 | 20.3 | 1.5 | 61.5 | 0 | 52.6 | 44 | 0 | 10 | 6 | 2.1 | 4.2 | 2.4 | 0 | 3.6 | 0
20 | 20 | 20 | 28.4 | 14 | 11.2 | 2.5 | 18.5 | 0.8 | 14.6 | 9 | 12 | 5.5 | 0 | 5.2 | 9.1 | 18.2 | 6.5 | 7.6 | 0
28.4 | 28.4 | 28.4 | 60.2 | 8.4 | 0 | 0 | 6.5 | 0.3 | 2 | 3 | 0 | 0 | 2 | 0 | 5.2 | 8.4 | 10 | 0 | 0
45 | 45 | 45 | 0 | 0 | 0 | 0 | 0 | 0 | 0 | 0 | 0 | 0 | 0 | 0 | 2.2 | 4.4 | 0 | 0 | 0
0 | 0 | 0 | 14.3 | 0 | 0 | 0 | 0 | 0 | 0 | 0 | 0 | 0 | 0 | 0 | 0 | 0 | 0 | 0 | 0
5.4 | 5.4 | 5.4 | 3.2 | 6.3 | 0 | 0 | 0 | 0 | 0 | 0 | 0 | 0 | 0 | 0 | 0 | 0 | 0 | 0 | 0
0 | 0 | 0 | 0 | 0 | 0 | 0 | 0 | 0 | 0 | 0 | 0 | 0 | 0 | 0 | 0 | 0 | 0 | 0 | 0
0 | 0 | 0 | 0 | 0 | 0 | 0 | 0 | 0 | 0 | 0 | 0 | 0 | 0 | 0 | 0 | 0 | 0 | 0 | 0
0 | 0 | 0 | 0 | 0 | 0 | 0 | 0 | 0 | 0 | 0 | 0 | 0 | 0 | 0 | 0 | 0 | 0 | 0 | 0
0 | 0 | 0 | 0 | 0 | 0 | 0 | 0 | 0 | 0 | 0 | 0 | 0 | 0 | 0 | 0 | 0 | 0 | 0 | 0
0 | 0 | 0 | 0 | 0 | 0 | 0 | 0 | 0 | 0 | 0 | 0 | 0 | 0 | 0 | 0 | 0 | 0 | 0 | 0
0 | 0 | 0 | 0 | 0 | 0 | 0 | 0 | 0 | 0 | 0 | 0 | 0 | 0 | 0 | 0 | 0 | 0 | 0 | 0
0 | 0 | 0 | 0 | 0 | 0 | 0 | 0 | 0 | 0 | 0 | 0 | 0 | 0 | 0 | 0 | 0 | 0 | 0 | 0
0 | 0 | 0 | 0 | 0 | 0 | 0 | 0 | 0 | 0 | 0 | 0 | 0 | 0 | 0 | 0 | 0 | 0 | 0 | 0
0 | 0 | 0 | 0 | 0 | 0 | 0 | 0 | 0 | 0 | 0 | 0 | 0 | 0 | 0 | 0 | 0 | 0 | 0 | 0
0 | 0 | 0 | 0 | 0 | 0 | 0 | 0 | 0 | 0 | 0 | 0 | 0 | 0 | 0 | 0 | 0 | 0 | 0 | 0
4.4 | 0 | 0 | 0 | 0 | 0 | 0 | 0 | 0 | 0 | 0 | 0 | 0 | 0 | 0 | 0 | 0 | 18 | 0 | 0
6.2 | 0 | 0 | 15 | 2 | 1.2 | 0 | 0 | 0 | 12 | 0 | 0 | 3 | 0 | 0 | 0 | 0 | 0 | 0 | 0
7.8 | 12.2 | 12.2 | 15.2 | 5.3 | 8.01 | 0 | 14 | 0 | 3 | 3 | 0 | 10 | 20 | 0 | 13.4 | 6.8 | 18 | 17.5 | 0
0 | 14.6 | 14.6 | 42.6 | 12.1 | 1.03 | 0 | 8 | 2 | 2 | 3 | 0 | 20 | 0 | 0 | 10.9 | 21.8 | 0 | 4.6 | 0
6.8 | 1.2 | 1.2 | 1 | 0 | 0 | 0 | 8 | 0 | 4.4 | 4 | 0 | 8 | 0 | 0 | 0.1 | 0.2 | 39.2 | 0 | 0
10.2 | 7.4 | 7.4 | 49 | 9.2 | 0 | 0 | 0 | 0 | 13 | 21 | 0 | 24 | 7 | 13 | 6.7 | 6.4 | 0 | 3.6 | 0
17.3 | 16.8 | 16.8 | 21.6 | 6 | 0 | 0 | 0.4 | 0 | 0 | 0 | 0 | 0 | 0 | 3 | 0 | 0 | 2 | 0 | 0
10.7 | 20.2 | 20.2 | 44.2 | 23.2 | 9 | 1.8 | 0 | 2.5 | 3 | 0 | 0 | 0 | 0 | 0 | 0.1 | 0.2 | 0 | 0 | 0
15.3 | 20 | 20 | 10 | 13.1 | 2.3 | 0 | 0 | 0 | 1 | 0.4 | 0 | 1 | 0 | 0 | 0 | 0 | 0 | 0 | 0
26.3 | 16 | 16 | 32 | 4 | 10.1 | 7 | 0 | 0 | 0 | 0.1 | 0 | 4 | 0 | 0 | 0 | 0 | 10 | 0 | 0
18.8 | 26.6 | 26.6 | 79.2 | 48 | 20.4 | 5 | 39 | 20 | 6 | 0.7 | 7 | 6 | 15 | 13 | 22.6 | 30.2 | 3 | 6.3 | 0
25.2 | 21.8 | 21.8 | 42.6 | 26.2 | 14.4 | 1.5 | 34.3 | 2 | 9.2 | 6 | 5 | 10 | 0 | 0 | 0.2 | 0.4 | 0 | 6.2 | 0
25.8 | 42 | 42 | 42.6 | 23.2 | 11.3 | 5 | 26.6 | 11 | 7.5 | 6 | 2 | 5 | 0 | 6 | 0 | 0 | 3 | 3.8 | 0
41.6 | 33.2 | 33.2 | 50.8 | 29.1 | 18.4 | 14.4 | 29.6 | 12 | 11 | 8 | 6 | 8 | 9 | 0 | 6.6 | 4.2 | 0 | 0 | 0
32.7 | 58.2 | 58.2 | 125.2 | 51.2 | 30.4 | 0 | 52.2 | 18 | 13.4 | 10 | 7 | 10 | 8 | 0 | 4 | 0 | 0 | 4.6 | 0
30 | 40 | 40 | 63.7 | 25 | 19.3 | 0 | 35.5 | 13 | 6.4 | 5 | 2 | 12 | 5 | 43 | 2.5 | 0 | 0 | 0 | 0
75 | 33.8 | 33.8 | 64.7 | 32 | 25.1 | 21 | 17 | 6 | 11 | 7 | 11 | 3 | 2 | 0 | 1 | 0 | 2.5 | 0 | 0
22.6 | 82.8 | 82.8 | 42.6 | 37.2 | 65.2 | 8 | 32 | 8 | 23 | 15 | 8 | 20 | 5 | 6 | 7.3 | 9.6 | 7 | 3.8 | 0
21.2 | 25.6 | 25.6 | 42.6 | 45.2 | 25.2 | 1.5 | 15.8 | 8 | 7 | 5 | 7 | 8 | 0 | 0 | 0 | 0 | 0 | 0 | 0
15.8 | 29 | 29 | 72 | 58.3 | 0 | 1.5 | 25.2 | 27 | 7.6 | 4 | 10 | 2 | 0 | 0 | 0 | 0 | 0 | 3.3 | 0
25.2 | 24.6 | 24.6 | 36.8 | 17 | 0 | 1 | 7 | 4 | 2 | 2 | 0 | 2 | 0 | 0 | 0 | 0 | 0 | 0 | 0
25.2 | 26.7 | 26.7 | 36.8 | 15.4 | 0 | 2.5 | 3.4 | 7 | 14 | 10 | 7 | 4 | 3 | 0 | 3.8 | 4.6 | 0 | 0 | 0
30.4 | 20 | 20 | 45.2 | 4.4 | 0 | 0 | 1.7 | 0 | 3 | 0 | 0 | 0 | 0 | 0 | 0 | 0 | 0 | 2 | 0
27.3 | 21 | 21 | 25 | 55 | 0 | 0 | 31.3 | 7 | 7 | 2 | 2 | 0 | 0 | 0 | 0 | 0 | 7 | 0 | 0
3.6 | 37.4 | 37.4 | 15 | 31.2 | 10.2 | 10 | 36.8 | 14 | 13.4 | 6 | 13 | 15 | 0 | 8 | 1.8 | 3.6 | 0 | 3.8 | 0
10.9 | 4.2 | 4.2 | 9.4 | 2.1 | 100.2 | 0 | 5 | 1 | 0 | 0 | 0 | 0 | 0 | 0 | 0 | 0 | 0 | 0 | 0
8.2 | 12.6 | 12.6 | 19.2 | 5.4 | 0 | 0 | 10.5 | 3 | 0 | 0 | 0 | 0 | 0 | 0 | 0 | 0 | 0 | 0 | 0
1.3 | 13.4 | 13.4 | 0 | 8.2 | 0 | 0 | 7.2 | 5 | 0 | 1 | 0 | 0 | 0 | 0 | 0 | 0 | 0 | 0 | 0
0 | 0 | 0 | 0 | 0 | 0 | 0 | 7 | 0 | 0 | 0 | 0 | 0 | 0 | 0 | 0 | 0 | 0 | 0 | 0
0 | 0 | 0 | 0 | 0 | 0 | 0 | 2 | 1 | 0 | 0 | 0 | 0 | 0 | 0 | 0 | 0 | 0 | 0 | 0
0 | 4.2 | 4.2 | 0 | 0 | 0 | 0 | 1.1 | 0 | 0 | 0 | 0 | 0 | 0 | 0 | 0 | 0 | 0 | 0 | 0
42.4 | 2.8 | 2.8 | 22.6 | 1.4 | 0 | 0 | 0 | 0 | 0 | 0 | 0 | 0 | 0 | 0 | 0 | 0 | 16 | 0 | 0
1.2 | 58.8 | 58.8 | 38.8 | 19.2 | 30.3 | 6.5 | 28.5 | 7 | 10 | 8 | 3 | 4 | 1 | 0 | 7.2 | 13.4 | 0 | 3.1 | 0
3.3 | 1.8 | 1.8 | 2 | 4.3 | 0 | 1 | 0 | 4 | 0 | 2 | 0 | 0 | 0 | 0 | 0 | 0 | 0 | 0 | 0
0 | 3 | 3 | 24.6 | 13.4 | 0 | 3.2 | 13.8 | 16 | 5 | 3 | 2 | 2 | 0 | 0 | 0 | 0 | 0 | 0 | 0
0 | 0 | 0 | 0 | 0 | 0 | 0 | 8 | 1 | 0 | 0 | 0 | 0 | 0 | 0 | 0 | 0 | 0 | 0 | 0
1 | 0 | 0 | 0 | 2.2 | 0 | 1 | 5 | 3 | 0 | 0 | 0 | 0 | 0 | 0 | 0 | 0 | 0 | 0 | 0
8.7 | 4.2 | 4.2 | 10.2 | 1.2 | 0 | 3.5 | 8.7 | 9 | 1 | 1 | 0 | 0 | 0 | 0 | 0 | 0 | 5 | 0 | 0
5.8 | 6.8 | 6.8 | 15.4 | 7.2 | 0 | 5 | 26.2 | 13 | 2 | 5 | 0 | 2 | 0 | 0 | 1.6 | 3.2 | 0 | 8 | 0
3.8 | 11.4 | 11.4 | 12.2 | 8 | 25.2 | 3 | 12.3 | 15.5 | 0.5 | 0 | 0 | 0 | 0 | 0 | 0 | 0 | 0 | 2 | 0
11.2 | 0 | 0 | 0 | 10.2 | 0 | 1 | 15.8 | 13 | 3.2 | 3 | 0 | 1 | 0 | 0 | 0 | 0 | 4 | 0 | 0
3.4 | 0 | 0 | 28.4 | 10.2 | 16.2 | 0 | 20.8 | 10 | 0 | 2 | 0 | 0 | 0 | 0 | 0 | 0 | 0 | 4.8 | 0
15.4 | 13.6 | 13.6 | 16.2 | 7 | 6.1 | 2.5 | 6.5 | 3 | 1.2 | 0 | 0 | 3 | 0 | 0 | 0 | 0 | 0 | 2.3 | 0
12.2 | 9.4 | 9.4 | 0 | 13 | 0 | 0 | 9.6 | 7 | 2 | 13.6 | 0 | 6 | 21 | 37 | 10.5 | 0 | 16.2 | 0 | 0
0 | 34 | 34 | 10.4 | 4.3 | 0 | 0 | 0.5 | 0 | 2 | 5 | 2 | 6 | 20 | 23 | 11.6 | 3.2 | 0 | 37.6 | 0
0 | 0 | 0 | 5.4 | 0 | 0 | 0 | 0 | 0 | 28 | 19 | 0 | 20 | 6 | 8 | 3 | 0 | 0 | 1 | 0
0 | 0 | 0 | 7.1 | 1.2 | 30.4 | 0 | 0 | 0 | 6.2 | 5 | 0 | 3 | 1 | 0 | 5.6 | 10.2 | 0 | 1.5 | 0
0 | 0 | 0 | 10.2 | 4 | 40.1 | 14.4 | 13 | 4 | 11 | 14 | 51 | 20 | 24 | 29 | 13.9 | 3.8 | 0 | 16.8 | 0
0 | 0 | 0 | 6.2 | 0 | 20.2 | 9.3 | 11 | 3 | 7 | 8 | 11 | 11 | 0 | 0 | 6.6 | 13.2 | 0 | 68.8 | 0
10.5 | 14.8 | 14.8 | 7.4 | 8 | 0 | 3.4 | 4 | 5 | 2.4 | 0 | 0 | 2 | 0 | 0 | 1.25 | 2.5 | 0 | 0 | 0
42 | 0 | 0 | 5 | 10 | 0 | 0 | 11 | 0 | 0 | 0 | 0 | 0 | 0 | 0 | 0 | 0 | 0 | 0 | 0
5.7 | 57.4 | 57.4 | 108 | 10 | 0 | 6.5 | 12 | 2 | 2 | 2 | 0 | 0 | 0 | 0 | 0 | 0 | 0 | 0 | 0
3.1 | 6.6 | 6.6 | 7 | 9.2 | 0 | 0 | 24 | 0 | 3 | 3 | 0 | 1 | 0 | 0 | 0 | 0 | 9 | 0 | 0
1.3 | 4.8 | 4.8 | 10.4 | 2.2 | 0 | 0 | 3.2 | 0 | 2 | 8 | 0 | 0 | 0 | 0 | 0 | 0 | 20 | 0 | 0
0 | 0 | 0 | 15.4 | 0 | 0 | 0 | 0.2 | 0 | 0 | 0 | 0 | 0 | 0 | 0 | 0 | 0 | 23 | 0 | 0
4.5 | 4.8 | 4.8 | 52 | 2.2 | 0 | 0 | 3 | 0 | 0 | 0 | 0 | 0 | 0 | 0 | 0 | 0 | 0 | 0 | 0
0 | 2.4 | 2.4 | 6 | 1 | 0 | 0 | 4.3 | 0 | 0 | 0 | 0 | 0 | 0 | 0 | 7.7 | 15.4 | 2.5 | 21.8 | 0
0 | 0 | 0 | 0 | 9 | 0 | 0 | 31.5 | 7 | 13 | 13 | 0 | 19 | 0 | 0 | 0 | 0 | 28.1 | 7.1 | 0
0 | 0 | 0 | 5 | 0 | 20.4 | 12.6 | 0.2 | 0 | 1.4 | 2 | 0 | 3 | 0 | 0 | 0 | 0 | 3 | 0 | 0
14.3 | 0 | 0 | 7 | 0 | 25.2 | 10.6 | 0 | 1 | 4 | 0 | 2 | 9 | 0 | 0 | 4.6 | 9.2 | 16 | 2.8 | 0
0 | 21.1 | 21.1 | 5 | 3 | 30.3 | 7.5 | 8.1 | 1 | 16 | 29 | 0 | 13 | 0 | 0 | 2.3 | 4.6 | 8 | 0 | 0
0 | 0 | 0 | 10.2 | 0 | 20.2 | 6.5 | 0.1 | 0 | 0 | 1.1 | 0 | 1 | 0 | 0 | 0 | 0 | 0 | 14.7 | 0
0 | 4.8 | 4.8 | 7 | 12 | 0 | 0 | 15.5 | 6 | 1 | 2 | 0 | 2 | 0 | 0 | 1.9 | 3.8 | 11 | 24.1 | 0
5 | 0 | 0 | 5 | 0 | 20.4 | 0 | 6.2 | 7 | 18 | 2 | 0 | 3 | 0 | 0 | 1.2 | 2.4 | 0 | 10.2 | 0
0 | 0 | 0 | 6 | 1 | 0 | 28.8 | 0 | 0 | 1.4 | 1 | 0 | 4 | 0 | 0 | 1.6 | 3.2 | 4 | 0 | 0
5.8 | 5.8 | 5.8 | 5.2 | 5.2 | 0 | 0 | 5.8 | 0 | 2 | 5 | 2 | 2 | 0 | 0 | 1.1 | 2.2 | 0 | 0 | 0
0 | 15.9 | 15.9 | 8.4 | 0 | 0 | 2 | 0 | 0 | 0 | 0 | 4 | 0 | 0 | 0 | 0 | 0 | 5 | 1.5 | 0
26.6 | 4.2 | 4.2 | 7.4 | 0 | 60.3 | 0 | 0.6 | 0 | 1.5 | 2 | 3 | 3 | 0 | 0 | 16 | 32 | 0 | 23.9 | 0
16.2 | 36.4 | 36.4 | 5.2 | 9.2 | 15.1 | 0 | 6 | 1 | 0 | 0 | 0 | 2 | 0 | 0 | 0 | 0 | 4 | 0 | 0
3.4 | 12.8 | 12.8 | 56.6 | 6.2 | 10.2 | 0 | 9 | 0 | 0 | 0 | 7 | 0 | 0 | 0 | 4.2 | 8.4 | 0 | 0.5 | 0
2.4 | 6.4 | 6.4 | 8.4 | 7 | 30.3 | 0 | 10.5 | 0 | 0 | 0 | 0 | 0 | 0 | 0 | 0 | 0 | 0 | 0 | 0
3.6 | 0 | 0 | 0 | 6.3 | 0 | 7.5 | 6.3 | 2 | 0 | 0 | 0 | 0 | 0 | 0 | 0 | 0 | 0 | 0 | 0
0 | 2.4 | 2.4 | 42.6 | 5.2 | 0 | 0 | 5.5 | 0 | 0 | 0 | 0 | 0 | 0 | 0 | 0 | 0 | 0 | 0 | 0
0 | 4.8 | 4.8 | 22.4 | 4 | 0 | 0 | 2.3 | 0 | 0 | 0 | 1 | 0 | 0 | 0 | 0 | 0 | 0 | 0 | 0
0 | 0 | 0 | 10 | 3 | 60.7 | 10.2 | 6.1 | 3 | 0 | 0 | 0 | 0 | 0 | 0 | 0 | 0 | 0 | 0 | 0
4.3 | 7.6 | 7.6 | 19.4 | 0 | 0 | 2 | 2 | 0 | 0 | 0 | 0 | 0 | 0 | 0 | 0 | 0 | 7 | 0 | 0
2.7 | 0 | 0 | 28.4 | 6.3 | 15.1 | 0 | 11 | 12 | 4 | 3 | 1 | 0 | 0 | 0 | 0 | 0 | 0 | 0 | 0
1.8 | 0 | 0 | 19.4 | 0 | 40.2 | 0 | 0 | 0 | 0 | 0 | 0 | 0 | 0 | 0 | 0 | 0 | 0 | 0 | 0
0 | 0 | 0 | 18.4 | 0 | 31.1 | 24 | 0 | 0 | 40 | 27 | 0 | 12 | 0 | 0 | 0 | 0 | 0 | 0 | 0
6.8 | 8.2 | 8.2 | 28.6 | 0 | 36.4 | 0 | 0 | 0 | 16 | 1 | 2 | 10 | 0 | 0 | 9.1 | 18.2 | 70 | 0 | 0
0 | 5.2 | 5.2 | 42.6 | 1.2 | 0 | 0 | 25.3 | 40 | 27.4 | 17 | 11 | 34 | 0 | 0 | 26.1 | 52.2 | 74 | 34 | 0
38.4 | 0 | 0 | 21.4 | 1 | 0 | 0 | 2.5 | 5 | 65 | 13 | 3 | 39 | 0 | 0 | 20.6 | 41.2 | 0 | 3.1 | 0
11.3 | 77.8 | 77.8 | 56.8 | 4.2 | 0 | 0 | 0 | 0 | 0 | 0 | 2 | 0 | 0 | 0 | 0 | 0 | 6 | 24 | 0
6.3 | 10.2 | 10.2 | 15 | 0 | 0 | 41 | 1 | 0 | 0 | 0 | 0 | 0 | 0 | 0 | 2.1 | 4.2 | 3 | 0 | 0
62 | 15.6 | 15.6 | 28.6 | 13 | 0 | 2.5 | 13 | 24 | 36.8 | 17 | 0 | 32 | 0 | 0 | 29.9 | 59.8 | 32 | 0 | 0
0 | 88.2 | 88.2 | 56.8 | 39.2 | 0 | 0.5 | 95 | 93 | 65.4 | 56 | 30 | 76 | 0 | 0 | 19.95 | 39.9 | 0 | 43.3 | 0
6.2 | 0 | 0 | 24.2 | 3 | 0 | 0 | 5.5 | 17 | 5 | 3 | 0 | 1 | 0 | 0 | 0 | 0 | 0 | 2.8 | 0
0 | 25.6 | 26.2 | 14.2 | 3.3 | 0 | 0 | 3.5 | 5 | 0 | 0 | 0 | 0 | 0 | 0 | 0 | 0 | 7 | 5 | 0
0 | 20.2 | 60.4 | 20 | 47.2 | 0 | 0 | 48 | 15 | 15.6 | 8 | 0 | 6 | 0 | 0 | 1.6 | 3.2 | 0 | 11.2 | 0
67.8 | 19.8 | 18 | 14.2 | 8 | 0 | 0 | 13 | 10 | 3.4 | 2 | 2 | 1 | 0 | 0 | 0 | 0 | 0 | 0 | 0
28.2 | 3.2 | 11 | 14.2 | 5 | 0 | 0 | 0 | 2 | 1 | 0 | 0 | 0 | 0 | 0 | 0 | 0 | 0 | 0 | 0
8.8 | 0 | 0 | 12.2 | 7.1 | 0 | 0 | 1.7 | 0 | 0 | 0 | 0 | 0 | 0 | 0 | 0 | 0 | 0 | 0 | 0
0 | 0 | 0 | 0 | 0 | 0 | 0 | 0 | 0 | 0 | 0 | 0 | 0 | 0 | 0 | 0 | 0 | 0 | 0 | 0
0 | 1.8 | 0 | 0 | 0 | 15.1 | 0 | 0 | 0 | 0 | 0 | 0 | 0 | 0 | 0 | 0 | 0 | 26 | 2.3 | 0
3.4 | 0 | 0 | 14.2 | 7.2 | 30.2 | 17.2 | 8.7 | 0 | 8 | 12 | 0 | 11 | 5 | 5 | 9.8 | 14.6 | 0 | 33 | 0
11.6 | 16.6 | 18 | 7 | 0 | 0 | 2.4 | 0.2 | 0 | 0 | 0 | 0 | 0 | 0 | 0 | 0 | 0 | 14.4 | 0 | 0
0 | 31.4 | 33 | 7 | 11 | 2 | 31.5 | 13.3 | 0 | 20.7 | 23 | 27 | 25 | 67 | 67 | 53.35 | 39.7 | 45 | 15.2 | 0
62.2 | 65.2 | 102 | 28.4 | 22 | 35.2 | 0.5 | 27.5 | 0 | 40 | 33 | 36 | 58 | 53 | 53 | 48.8 | 44.6 | 19 | 61 | 0
118.6 | 3.7 | 0 | 42.6 | 23.1 | 2 | 0 | 8.2 | 0 | 1 | 3 | 10 | 5 | 11 | 11 | 11.45 | 11.9 | 18.3 | 13.2 | 0
0 | 0 | 30 | 0 | 0 | 0 | 17 | 0.2 | 0 | 0 | 0 | 70 | 6 | 138 | 138 | 83.7 | 29.4 | 21 | 0 | 0
30.2 | 23.2 | 0 | 28.4 | 25 | 18.2 | 1.5 | 22 | 0 | 21.4 | 26 | 70 | 20 | 0 | 0 | 6.7 | 13.4 | 52 | 13.5 | 0
12.4 | 10.3 | 35 | 5 | 0 | 0 | 2.5 | 1 | 0 | 8 | 9 | 54 | 20 | 32 | 32 | 54.9 | 77.8 | 9 | 42.7 | 0
0 | 0 | 0 | 0 | 21 | 0 | 11.5 | 12.5 | 0 | 35 | 29 | 19 | 14 | 12 | 12 | 13.5 | 15 | 29 | 7.4 | 0
0 | 0 | 0 | 0 | 7.3 | 0 | 22.5 | 13.8 | 0 | 11 | 16 | 13 | 15 | 0 | 0 | 5.55 | 11.1 | 9 | 27.9 | 0
0 | 0 | 0 | 0 | 20 | 18.4 | 26 | 17.1 | 0 | 4 | 8 | 1 | 4 | 0 | 0 | 4.1 | 8.2 | 3.5 | 14 | 0
0 | 0 | 0 | 0 | 36.2 | 0 | 0 | 35 | 0 | 5.4 | 5 | 17 | 2 | 0 | 0 | 3.35 | 6.7 | 0 | 21.8 | 0
0 | 0 | 0 | 0 | 0 | 47.4 | 0 | 0 | 0 | 0 | 0 | 0 | 0 | 0 | 0 | 0 | 0 | 0 | 0 | 0
0 | 0 | 0 | 0 | 0 | 0 | 0 | 0 | 0 | 0 | 0 | 0 | 0 | 0 | 0 | 0 | 0 | 0 | 0 | 0
0 | 0 | 0 | 0 | 0 | 0 | 0 | 0 | 0 | 0 | 0 | 0 | 0 | 0 | 0 | 0 | 0 | 0 | 0 | 0
0 | 0 | 0 | 0 | 1.4 | 0 | 2 | 0 | 0 | 0 | 0 | 0 | 0 | 0 | 0 | 0 | 0 | 0 | 0 | 0
0 | 0 | 0 | 0 | 4 | 0 | 0 | 0 | 0 | 0 | 0 | 0 | 0 | 0 | 0 | 1.8 | 3.6 | 0 | 0 | 0
0 | 0 | 0 | 0 | 0 | 0 | 0 | 0 | 0 | 0 | 0 | 0 | 0 | 0 | 0 | 0 | 0 | 0 | 0 | 0
0 | 0 | 0 | 0 | 0 | 0 | 0 | 0 | 0 | 0 | 0 | 0 | 0 | 0 | 0 | 0 | 0 | 0 | 0 | 0
0 | 0 | 0 | 0 | 0 | 0 | 0 | 0 | 0 | 0 | 0 | 0 | 0 | 0 | 0 | 0 | 0 | 0 | 0 | 0
0 | 0 | 0 | 0 | 0 | 0 | 0 | 0 | 0 | 0 | 0 | 0 | 0 | 0 | 0 | 0 | 0 | 0 | 0 | 0
0 | 0 | 0 | 0 | 0 | 0 | 0 | 0 | 0 | 0 | 0 | 0 | 0 | 0 | 0 | 0 | 0 | 0 | 0 | 0
0 | 0 | 0 | 0 | 0 | 0 | 0 | 0 | 0 | 0 | 0 | 0 | 0 | 0 | 0 | 0 | 0 | 3.5 | 0 | 0
0 | 0 | 0 | 0 | 0 | 0 | 3.5 | 0 | 0 | 0 | 1 | 0 | 0 | 0 | 0 | 2.05 | 4.1 | 3.5 | 33.5 | 0
0 | 23.4 | 0 | 10.4 | 8 | 0 | 1 | 10.5 | 8 | 0 | 0 | 22 | 10 | 0 | 0 | 1.6 | 3.2 | 3 | 0.8 | 0
3.6 | 0 | 0 | 0 | 1.2 | 0 | 0 | 0.5 | 0 | 1 | 3 | 4.8 | 0 | 0 | 0 | 2.1 | 4.2 | 51 | 10.7 | 0
0 | 0 | 0 | 0 | 0 | 0 | 6.5 | 0 | 0 | 2 | 7 | 0 | 5 | 0 | 0 | 16.6 | 33.2 | 0 | 52.2 | 0
0 | 0 | 0 | 0 | 0 | 0 | 0 | 0 | 0 | 0 | 0 | 0 | 0 | 0 | 0 | 0 | 0 | 0 | 0 | 0
0 | 0 | 0 | 0 | 0 | 0 | 0 | 0 | 0 | 0 | 0 | 0 | 0 | 0 | 0 | 0 | 0 | 0 | 0 | 0
0 | 0 | 0 | 0 | 0 | 0 | 0 | 0 | 0 | 0 | 0 | 0 | 0 | 0 | 0 | 0 | 0 | 0 | 0 | 0
0 | 0 | 0 | 0 | 0 | 0 | 0 | 0 | 0 | 0 | 0 | 0 | 0 | 0 | 0 | 0 | 0 | 0 | 0 | 0
0 | 0 | 0 | 0 | 0 | 0 | 0 | 0 | 0 | 0 | 0 | 0 | 0 | 0 | 0 | 0 | 0 | 0 | 0 | 0
0 | 0 | 0 | 0 | 0 | 0 | 0 | 0 | 0 | 0 | 0 | 0 | 0 | 0 | 0 | 1.6 | 3.2 | 0 | 0 | 0
0 | 0 | 0 | 0 | 0 | 0 | 0 | 0 | 0 | 0 | 0 | 0 | 0 | 0 | 0 | 0 | 0 | 0 | 0 | 0
0 | 0 | 0 | 0 | 0 | 0 | 0 | 0 | 0 | 0 | 0 | 0 | 0 | 0 | 0 | 0 | 0 | 0 | 0 | 0
0 | 0 | 0 | 0 | 0 | 0 | 0 | 0 | 0 | 0 | 0 | 0 | 0 | 0 | 0 | 0 | 0 | 0 | 0 | 0
0 | 0 | 0 | 0 | 0 | 0 | 0 | 0 | 0 | 0 | 0 | 0 | 0 | 0 | 0 | 0 | 0 | 6 | 0 | 0
0 | 0 | 0 | 0 | 0 | 0 | 0 | 0 | 0 | 2 | 2 | 30 | 10 | 0 | 0 | 15.3 | 30.6 | 2.5 | 0 | 0
0 | 0 | 0 | 0 | 0 | 0 | 0 | 0 | 0 | 0 | 0 | 0 | 2 | 0 | 0 | 2.3 | 4.6 | 0 | 0 | 0
0 | 0 | 0 | 0 | 0 | 0 | 0 | 0 | 0 | 0 | 0 | 2 | 0 | 0 | 0 | 0 | 0 | 1.5 | 0 | 0
0 | 0 | 0 | 0 | 0 | 0 | 0 | 0 | 0 | 2 | 1 | 2 | 5 | 0 | 0 | 1.9 | 3.8 | 0 | 0 | 0
0 | 0 | 0 | 0 | 0 | 0 | 0 | 0 | 0 | 0 | 0 | 0 | 1 | 0 | 0 | 1.1 | 2.2 | 1 | 0 | 0
0 | 0 | 0 | 0 | 0 | 0 | 0 | 0 | 0 | 0 | 0 | 1 | 0 | 0 | 0 | 0.4 | 0.8 | 1.9 | 8.9 | 0
0 | 0 | 0 | 0 | 0 | 0 | 0 | 0 | 0 | 8 | 14 | 4 | 14 | 0 | 0 | 11.4 | 22.8 | 0 | 17.3 | 0
0 | 0 | 0 | 0 | 0 | 0 | 0 | 0 | 0 | 0 | 0 | 0 | 0 | 0 | 0 | 0 | 0 | 7 | 0 | 0
0 | 0 | 0 | 0 | 0 | 0 | 6 | 0.7 | 1 | 2 | 5 | 10 | 6 | 0 | 0 | 5.15 | 10.3 | 4 | 8.1 | 0
0 | 0 | 0 | 0 | 0 | 0 | 0 | 0 | 0 | 2 | 2 | 3 | 5 | 0 | 0 | 2.6 | 5.2 | 38 | 16.3 | 0
0 | 0 | 0 | 0 | 0 | 0 | 0 | 0 | 6 | 7 | 10 | 15 | 16 | 0 | 0 | 12.45 | 24.9 | 7.5 | 30.2 | 0
0 | 0 | 0 | 0 | 0 | 0 | 0 | 0 | 0 | 1 | 1 | 4 | 4 | 0 | 0 | 3 | 6 | 0 | 12.5 | 0
0 | 0 | 0 | 0 | 0 | 0 | 0 | 0 | 0 | 0 | 1 | 0 | 0 | 0 | 0 | 0 | 0 | 0 | 0 | 0
0 | 0 | 0 | 0 | 0 | 0 | 0 | 0 | 0 | 0 | 0 | 0 | 0 | 0 | 0 | 0 | 0 | 0 | 0 | 0
0 | 0 | 0 | 0 | 0 | 0 | 0 | 0 | 0 | 0 | 0 | 0 | 0 | 0 | 0 | 0 | 0 | 0 | 0 | 0
0 | 0 | 0 | 0 | 0 | 0 | 0 | 0 | 0 | 0 | 0 | 0 | 0 | 0 | 0 | 0 | 0 | 0 | 0 | 0
0 | 0 | 0 | 0 | 0 | 0 | 0 | 0 | 0 | 0 | 0 | 0 | 0 | 0 | 0 | 0 | 0 | 0 | 0 | 0
0 | 0 | 0 | 0 | 0 | 0 | 0 | 0 | 0 | 0 | 0 | 0 | 0 | 0 | 0 | 0 | 0 | 0 | 0 | 0
0 | 0 | 0 | 0 | 0 | 0 | 0 | 0 | 0 | 0 | 0 | 0 | 0 | 0 | 0 | 0 | 0 | 0 | 0 | 0
0 | 0 | 0 | 0 | 0 | 0 | 0 | 0 | 0 | 0 | 0 | 0 | 0 | 0 | 0 | 0 | 0 | 0 | 0 | 0
0 | 0 | 0 | 0 | 0 | 0 | 0 | 0 | 0 | 0 | 0 | 0 | 0 | 0 | 0 | 0 | 0 | 0 | 0 | 0
0 | 0 | 0 | 0 | 0 | 0 | 0 | 0 | 0 | 0 | 0 | 0 | 0 | 0 | 0 | 0 | 0 | 0 | 0 | 0
0 | 0 | 6 | 0 | 0 | 0 | 0 | 0 | 0 | 0 | 0 | 0 | 0 | 0 | 0 | 0 | 0 | 0.4 | 0 | 0
0 | 0 | 0 | 0 | 17 | 0 | 26.4 | 0 | 0 | 4.6 | 8 | 0 | 3 | 0 | 0 | 0 | 0 | 8 | 3.6 | 0
0 | 3 | 0 | 0 | 1.2 | 0 | 0 | 31 | 23 | 22 | 23 | 28 | 27 | 40 | 40 | 31.2 | 22.4 | 12 | 64.5 | 0
7.6 | 0 | 5 | 0 | 1.2 | 0 | 0 | 4.2 | 3 | 6.4 | 7 | 1 | 4 | 7 | 7 | 6.9 | 6.8 | 62 | 14.2 | 0
0 | 6 | 0 | 10 | 7 | 0 | 22 | 12 | 33 | 25.4 | 37 | 39 | 37 | 44 | 44 | 35.5 | 27 | 62 | 55.6 | 0
0 | 0 | 0 | 0 | 2 | 0 | 5.5 | 4 | 14.5 | 16.6 | 19 | 3 | 45 | 46 | 46 | 42.9 | 39.8 | 0 | 81.5 | 0
1.8 | 0 | 0 | 0 | 0 | 0 | 7 | 0 | 0 | 4.6 | 1 | 0 | 3 | 0 | 0 | 2.9 | 5.8 | 10 | 0.8 | 0
0 | 0 | 0 | 0 | 0 | 30.5 | 2.5 | 0 | 2 | 2.2 | 2 | 0 | 7 | 19 | 19 | 12.7 | 6.4 | 46 | 24.1 | 0
0 | 0 | 0 | 0 | 0 | 10.4 | 5 | 0.8 | 5.2 | 6 | 6 | 27 | 0 | 56 | 56 | 52.65 | 49.3 | 35 | 47 | 0
0 | 0 | 85 | 0 | 5.2 | 15.4 | 0 | 9.7 | 3.5 | 5.4 | 9 | 5 | 10 | 52 | 52 | 41 | 30 | 36 | 45.5 | 0
0 | 100 | 0 | 94 | 38.4 | 58.4 | 57.1 | 82 | 65 | 55 | 60 | 95 | 76 | 179 | 179 | 136.65 | 94.3 | 116 | 111 | 0
0 | 0 | 0 | 10 | 0 | 0 | 4.5 | 1.6 | 0 | 12.8 | 11 | 34 | 25 | 68 | 68 | 47.25 | 26.5 | 25 | 25.7 | 0
58.2 | 0 | 38.2 | 1 | 0 | 0 | 0 | 0 | 0 | 0 | 2 | 25 | 10 | 63 | 63 | 45.3 | 27.6 | 0 | 23.4 | 0
0 | 0 | 0 | 0 | 0 | 0 | 0 | 0 | 0 | 0 | 0 | 0 | 0 | 0 | 0 | 0 | 0 | 0 | 0 | 0
0 | 0 | 0 | 0 | 0 | 0 | 0 | 0 | 0 | 0 | 0 | 0 | 0 | 0 | 0 | 0 | 0 | 0 | 0 | 0
0 | 0 | 0 | 0 | 0 | 0 | 0 | 0 | 0 | 0 | 0 | 0 | 0 | 0 | 0 | 0 | 0 | 0 | 0 | 0
0 | 0 | 0 | 0 | 0 | 0 | 0 | 0 | 0 | 0 | 0 | 0 | 0 | 0 | 0 | 0 | 0 | 0 | 0 | 0
0 | 0 | 0 | 0 | 0 | 0 | 0 | 0 | 0 | 0 | 0 | 0 | 0 | 0 | 0 | 0 | 0 | 0 | 0 | 0
0 | 0 | 0 | 0 | 0 | 0 | 0 | 0 | 0 | 0 | 0 | 0 | 0 | 0 | 0 | 0 | 0 | 0 | 0 | 0
0 | 0 | 0 | 0 | 0 | 0 | 0 | 0 | 0 | 0 | 0 | 0 | 0 | 0 | 0 | 0 | 0 | 0 | 0 | 0
0 | 0 | 0 | 0 | 0 | 0 | 0 | 0 | 0 | 0 | 0 | 0 | 0 | 0 | 0 | 0 | 0 | 0 | 0 | 0
0 | 0 | 0 | 0 | 0 | 0 | 0 | 0 | 0 | 0 | 0 | 0 | 0 | 0 | 0 | 0 | 0 | 0 | 0 | 0
0 | 0 | 0 | 0 | 0 | 0 | 0 | 0 | 0 | 0 | 0 | 0 | 0 | 0 | 0 | 0 | 0 | 0 | 0 | 0
0 | 0 | 0 | 0 | 0 | 0 | 0 | 0 | 0 | 0 | 0 | 0 | 0 | 0 | 0 | 0 | 0 | 0 | 0 | 0
0 | 0 | 0 | 0 | 0 | 0 | 0 | 0 | 0 | 0 | 0 | 0 | 0 | 0 | 0 | 0 | 0 | 0 | 0 | 0
0 | 0 | 0 | 0 | 0 | 0 | 0 | 0 | 0 | 0 | 0 | 0 | 0 | 0 | 0 | 0 | 0 | 0 | 0 | 0
0 | 0 | 0 | 0 | 0 | 0 | 0 | 0 | 0 | 0 | 0 | 0 | 0 | 0 | 0 | 0 | 0 | 0 | 0 | 5.5
0 | 0 | 0 | 0 | 0 | 0 | 0 | 0 | 0 | 0 | 0 | 0 | 0 | 0 | 0 | 0 | 0 | 0 | 0 | 5.5
0 | 0 | 0 | 0 | 0 | 0 | 0 | 0 | 0 | 0 | 0 | 0 | 0 | 0 | 0 | 0 | 0 | 0 | 0 | 5.5
0 | 0 | 0 | 0 | 0 | 0 | 0 | 0 | 0 | 0 | 0 | 0 | 0 | 0 | 0 | 0 | 0 | 0 | 0 | 5.5
0 | 0 | 0 | 0 | 0 | 0 | 0 | 0 | 0 | 0 | 0 | 0 | 0 | 0 | 0 | 0 | 0 | 0 | 0 | 5.5
0 | 0 | 0 | 0 | 0 | 0 | 0 | 0 | 0 | 0 | 0 | 0 | 0 | 0 | 0 | 0 | 0 | 0 | 0 | 5.5
0 | 0 | 0 | 0 | 0 | 0 | 0 | 0 | 0 | 0 | 0 | 0 | 0 | 0 | 0 | 0 | 0 | 0 | 0 | 5.5
0 | 0 | 0 | 0 | 0 | 0 | 0 | 0 | 0 | 0 | 0 | 0 | 0 | 0 | 0 | 0 | 0 | 5 | 2 | 5.5
0 | 0 | 0 | 0 | 0 | 0 | 0 | 0 | 0 | 0 | 0 | 0 | 0 | 0 | 0 | 1.6 | 3.2 | 0 | 0 | 5.5
0 | 0 | 0 | 0 | 0 | 0 | 0 | 0 | 0 | 0 | 0 | 0 | 0 | 0 | 0 | 0 | 0 | 5 | 0 | 5.5
0 | 0 | 0 | 0 | 0 | 0 | 0 | 0 | 0 | 0 | 2.2 | 5 | 3 | 18 | 0 | 10.2 | 2.4 | 0 | 4.3 | 5.5
0 | 0 | 0 | 0 | 0 | 0 | 0 | 0 | 0 | 0 | 0 | 0 | 17 | 16 | 28 | 9.9 | 3.8 | 68 | 0 | 5.5
0 | 0 | 0 | 0 | 0 | 0 | 0 | 0 | 0 | 0 | 4.2 | 0 | 0 | 26 | 44.2 | 55.45 | 84.9 | 0 | 33 | 5.5
0 | 0 | 0 | 46 | 17 | 0 | 0 | 0 | 0 | 15 | 10 | 0 | 0 | 0 | 2.1 | 0 | 0 | 0 | 0 | 5.5
0 | 0 | 0 | 0 | 0 | 0 | 0 | 0 | 0 | 0 | 2.4 | 0 | 0 | 0 | 0 | 0 | 0 | 3 | 0 | 5.5
0 | 0 | 0 | 0 | 0 | 0 | 0 | 0 | 2.1 | 0 | 0 | 0 | 0 | 0 | 0 | 0.75 | 1.5 | 0 | 0 | 5.5
0 | 0 | 9.4 | 0 | 0 | 0 | 0 | 0 | 0 | 0 | 0 | 0 | 0 | 0 | 0 | 0 | 0 | 0 | 0 | 5.5
14.6 | 45 | 0 | 36 | 0 | 0 | 0 | 0 | 0 | 2.8 | 0 | 0 | 0 | 0 | 28.2 | 1.2 | 2.4 | 0 | 0 | 5.5
0 | 0 | 0 | 0 | 2 | 0 | 0 | 0 | 0 | 0 | 0 | 0 | 0 | 0 | 5.1 | 0 | 0 | 0 | 0 | 5.5
0 | 0 | 0 | 0 | 0 | 0 | 0 | 0 | 0 | 0 | 0 | 0 | 0 | 0 | 0 | 0 | 0 | 0 | 0 | 5.5
0 | 0 | 0 | 0 | 0 | 0 | 0 | 0 | 0 | 0 | 0 | 0 | 0 | 0 | 0 | 0 | 0 | 0 | 0 | 5.5
0 | 0 | 0 | 0 | 0 | 0 | 0 | 0 | 0 | 0 | 0 | 0 | 0 | 0 | 0 | 0 | 0 | 0 | 0 | 5.5
0 | 0 | 0 | 0 | 0 | 0 | 0 | 0 | 0 | 0 | 0 | 0 | 0 | 0 | 0 | 0 | 0 | 0 | 0 | 5.5
0 | 0 | 0 | 0 | 0 | 0 | 0 | 0 | 0 | 0 | 0 | 0 | 0 | 0 | 0 | 0 | 0 | 0 | 0 | 5.5
0 | 0 | 0 | 0 | 0 | 0 | 0 | 0 | 0 | 0 | 0 | 0 | 0 | 0 | 0 | 0 | 0 | 0 | 0 | 5.5
0 | 0 | 0 | 0 | 0 | 0 | 0 | 0 | 0 | 0 | 0 | 0 | 0 | 0 | 0 | 0 | 0 | 0 | 0 | 5.5
0 | 0 | 0 | 0 | 0 | 0 | 0 | 0 | 0 | 0 | 0 | 0 | 0 | 0 | 0 | 0 | 0 | 0 | 0 | 5.5
0 | 0 | 0 | 0 | 0 | 0 | 0 | 0 | 0 | 0 | 0 | 0 | 0 | 0 | 0 | 0 | 0 | 0 | 0 | 5.5
0 | 0 | 0 | 0 | 0 | 0 | 0 | 0 | 0 | 0 | 0 | 0 | 0 | 0 | 0 | 0 | 0 | 0 | 0 | 5.5
0 | 0 | 0 | 0 | 0 | 0 | 0 | 0 | 0 | 0 | 0 | 0 | 0 | 0 | 0 | 0 | 0 | 0 | 0 | 5.5
0 | 0 | 0 | 0 | 0 | 0 | 0 | 0 | 0 | 0 | 0 | 0 | 0 | 0 | 0 | 0 | 0 | 0 | 0 | 5.5
0 | 0 | 0 | 0 | 0 | 0 | 0 | 0 | 0 | 0 | 0 | 0 | 0 | 0 | 0 | 0 | 0 | 0 | 0 | 11
0 | 0 | 0 | 0 | 0 | 0 | 0 | 0 | 0 | 0 | 0 | 0 | 0 | 0 | 0 | 0 | 0 | 0 | 0 | 11
0 | 0 | 0 | 0 | 0 | 0 | 0 | 0 | 0 | 0 | 0 | 0 | 0 | 0 | 0 | 0 | 0 | 0 | 0 | 11
0 | 0 | 0 | 0 | 0 | 0 | 0 | 0 | 0 | 0 | 0 | 0 | 0 | 0 | 0 | 0 | 0 | 0 | 0 | 11
0 | 0 | 0 | 0 | 0 | 0 | 0 | 0 | 0 | 0 | 0 | 0 | 0 | 0 | 0 | 0 | 0 | 0 | 0 | 11
0 | 0 | 0 | 0 | 0 | 0 | 0 | 0 | 0 | 0 | 0 | 0 | 0 | 0 | 0 | 0 | 0 | 0 | 0 | 11
0 | 0 | 0 | 0 | 0 | 0 | 0 | 0 | 0 | 0 | 0 | 0 | 0 | 0 | 0 | 0 | 0 | 0 | 0 | 11
0 | 0 | 0 | 0 | 0 | 0 | 0 | 0 | 0 | 0 | 0 | 0 | 0 | 0 | 0 | 0 | 0 | 0 | 0 | 11
0 | 0 | 0 | 0 | 0 | 0 | 0 | 0 | 0 | 0 | 0 | 0 | 0 | 0 | 0 | 0 | 0 | 0 | 0 | 11
0 | 0 | 0 | 0 | 0 | 0 | 0 | 0 | 0 | 0 | 0 | 0 | 0 | 0 | 0 | 0 | 0 | 0 | 0 | 11
0 | 0 | 0 | 0 | 0 | 0 | 0 | 0 | 0 | 0 | 0 | 0 | 0 | 0 | 0 | 0 | 0 | 0 | 0 | 11
0 | 0 | 0 | 0 | 0 | 0 | 0 | 0 | 0 | 0 | 0 | 0 | 0 | 0 | 0 | 0 | 0 | 0 | 0 | 11
0 | 0 | 0 | 0 | 0 | 0 | 0 | 0 | 0 | 0 | 0 | 0 | 0 | 0 | 0 | 0 | 0 | 0 | 0 | 11
0 | 0 | 0 | 0 | 0 | 0 | 0 | 0 | 0 | 0 | 0 | 0 | 0 | 0 | 0 | 0 | 0 | 0 | 0 | 11
0 | 0 | 0 | 0 | 0 | 0 | 0 | 0 | 0 | 0 | 0 | 0 | 0 | 0 | 0 | 0 | 0 | 0 | 0 | 11
0 | 0 | 0 | 0 | 0 | 0 | 0 | 0 | 0 | 0 | 0 | 0 | 0 | 0 | 0 | 0 | 0 | 0 | 0 | 11
0 | 0 | 0 | 0 | 0 | 0 | 0 | 0 | 0 | 0 | 0 | 0 | 0 | 0 | 0 | 0 | 0 | 0 | 0 | 11
0 | 0 | 0 | 0 | 0 | 0 | 0 | 0 | 0 | 0 | 0 | 0 | 0 | 0 | 0 | 0 | 0 | 0 | 0 | 11
0 | 0 | 0 | 0 | 0 | 0 | 0 | 0 | 0 | 0 | 0 | 0 | 0 | 0 | 0 | 0 | 0 | 0 | 0 | 11
0 | 0 | 0 | 0 | 0 | 0 | 0 | 0 | 0 | 0 | 0 | 0 | 0 | 0 | 0 | 0 | 0 | 0 | 0 | 11
0 | 0 | 0 | 0 | 0 | 0 | 0 | 0 | 0 | 0 | 0 | 0 | 0 | 0 | 0 | 0 | 0 | 0 | 0 | 11
0 | 0 | 0 | 0 | 0 | 0 | 0 | 0 | 0 | 0 | 0 | 0 | 0 | 0 | 0 | 0 | 0 | 0 | 0 | 11
0 | 0 | 0 | 0 | 0 | 0 | 3.5 | 0 | 0 | 0 | 0 | 0 | 0 | 0 | 0 | 0 | 0 | 0 | 0 | 11
0 | 0 | 0 | 0 | 0 | 0 | 0 | 0 | 0 | 0 | 0 | 0 | 0 | 0 | 0 | 0 | 0 | 0 | 0 | 11
0 | 0 | 0 | 0 | 0 | 0 | 0 | 0 | 0 | 0 | 0 | 0 | 0 | 0 | 0 | 0 | 0 | 0 | 0 | 11
0 | 0 | 0 | 0 | 0 | 0 | 0 | 0 | 0 | 0 | 0 | 0 | 0 | 0 | 0 | 0 | 0 | 0 | 0 | 11
0 | 0 | 0 | 0 | 0 | 0 | 0 | 0 | 0 | 0 | 0 | 0 | 0 | 0 | 0 | 0 | 0 | 0 | 0 | 11
0 | 0 | 0 | 0 | 0 | 0 | 0 | 0 | 0 | 0 | 0 | 0 | 0 | 0 | 0 | 0 | 0 | 0 | 0 | 11
0 | 0 | 0 | 0 | 0 | 0 | 0 | 0 | 0 | 0 | 0 | 0 | 0 | 0 | 0 | 0 | 0 | 0 | 0 | 16.5
0 | 0 | 0 | 0 | 0 | 0 | 0 | 0 | 0 | 0 | 0 | 0 | 0 | 0 | 0 | 0 | 0 | 0 | 0 | 16.5
0 | 0 | 0 | 0 | 0 | 0 | 0 | 0 | 0 | 0 | 0 | 0 | 0 | 0 | 0 | 0 | 0 | 0 | 0 | 16.5
0 | 0 | 0 | 0 | 0 | 0 | 0 | 0 | 0 | 0 | 0 | 0 | 0 | 0 | 0 | 0 | 0 | 0 | 0 | 16.5
0 | 0 | 0 | 0 | 0 | 0 | 0 | 0 | 0 | 0 | 0 | 0 | 0 | 0 | 0 | 0 | 0 | 0 | 0 | 16.5
0 | 0 | 0 | 0 | 0 | 0 | 0 | 0 | 0 | 0 | 0 | 0 | 0 | 0 | 0 | 0 | 0 | 0 | 0 | 16.5
0 | 0 | 0 | 0 | 0 | 0 | 0 | 0 | 0 | 0 | 0 | 0 | 0 | 0 | 0 | 0 | 0 | 0 | 0 | 16.5
0 | 0 | 0 | 0 | 0 | 0 | 0 | 0 | 0 | 0 | 0 | 0 | 0 | 0 | 0 | 0 | 0 | 0 | 0 | 16.5
0 | 0 | 0 | 0 | 0 | 0 | 0 | 0 | 0 | 0 | 0 | 0 | 0 | 0 | 0 | 0 | 0 | 0 | 0 | 16.5
0 | 0 | 0 | 0 | 0 | 0 | 0 | 0 | 0 | 0 | 0 | 0 | 0 | 0 | 0 | 0 | 0 | 0 | 0 | 16.5
0 | 0 | 0 | 0 | 0 | 0 | 0 | 0 | 0 | 0 | 0 | 0 | 0 | 0 | 0 | 0 | 0 | 0 | 0 | 16.5
0 | 0 | 0 | 0 | 0 | 0 | 0 | 0 | 0 | 0 | 0 | 0 | 0 | 0 | 0 | 0 | 0 | 0 | 0 | 16.5
0 | 0 | 0 | 0 | 0 | 0 | 0 | 0 | 0 | 0 | 0 | 0 | 0 | 0 | 0 | 0 | 0 | 0 | 0 | 16.5
0 | 0 | 0 | 0 | 0 | 0 | 0 | 0 | 0 | 0 | 0 | 0 | 0 | 0 | 0 | 0 | 0 | 0 | 0 | 16.5
0 | 0 | 0 | 0 | 0 | 0 | 2 | 0 | 0 | 0 | 0 | 0 | 0 | 0 | 0 | 0 | 0 | 0 | 0 | 16.5
0 | 0 | 0 | 0 | 0 | 3.1 | 0 | 0 | 0 | 15.4 | 9 | 0 | 0 | 0 | 0 | 0 | 0 | 0 | 3.3 | 16.5
0 | 0 | 0 | 0 | 0 | 0 | 0 | 0 | 0 | 0 | 0 | 0 | 0 | 0 | 0 | 0 | 0 | 0 | 0 | 16.5
0 | 0 | 0 | 0 | 0 | 0 | 0 | 0 | 0 | 0 | 0 | 0 | 0 | 0 | 0 | 0 | 0 | 0 | 0 | 16.5
0 | 0 | 0 | 0 | 0 | 0 | 0 | 0 | 0 | 0 | 0 | 0 | 0 | 0 | 0 | 0 | 0 | 0 | 0 | 16.5
27.3 | 0 | 5.2 | 0 | 0 | 0 | 0 | 0 | 0 | 0 | 0 | 0 | 0 | 0 | 0 | 0 | 0 | 0 | 0 | 16.5
0 | 8.5 | 0 | 0 | 0 | 0 | 0 | 0 | 0 | 0.8 | 1 | 0 | 0 | 0 | 0 | 0 | 0 | 0 | 0 | 16.5
0 | 0 | 0 | 0 | 0 | 0 | 0 | 0 | 0 | 14.4 | 0 | 0 | 0 | 3 | 5.4 | 1.5 | 0 | 0 | 0 | 16.5
5.7 | 0 | 0 | 0 | 0 | 0 | 10.6 | 0 | 0 | 2.8 | 0 | 0 | 0 | 0 | 0 | 0 | 0 | 0 | 0 | 16.5
16.1 | 5.6 | 0 | 85 | 14.3 | 5.2 | 0 | 0 | 0 | 2 | 0 | 0 | 0 | 0 | 0 | 0 | 0 | 0 | 1 | 16.5
0 | 2.8 | 0 | 0 | 0 | 0 | 0 | 0 | 0 | 0 | 0 | 0 | 0 | 0 | 0 | 0 | 0 | 0 | 0 | 16.5
0 | 0 | 0 | 0 | 0 | 0 | 0 | 0 | 0 | 0 | 0 | 0 | 0 | 0 | 1.2 | 0 | 0 | 0 | 0 | 16.5
0 | 0 | 0 | 0 | 0 | 0 | 0 | 0 | 0 | 0 | 0 | 0 | 0 | 0 | 0 | 0 | 0 | 0 | 0 | 16.5
0 | 0 | 0 | 0 | 0 | 0 | 0 | 0 | 0 | 0 | 0 | 0 | 0 | 0 | 0 | 0 | 0 | 0 | 0 | 16.5
0 | 0 | 0 | 0 | 0 | 0 | 0 | 0 | 0 | 0 | 0 | 0 | 0 | 0 | 0 | 0 | 0 | 0 | 0 | 16.5
4.8 | 4.8 | 42 | 0 | 0 | 0 | 0 | 0.3 | 0 | 0 | 0 | 0 | 0 | 0 | 0 | 0 | 0 | 29.6 | 0 | 16.5
12.2 | 20 | 5.4 | 60 | 14.6 | 0 | 0 | 12.3 | 5 | 18 | 30 | 0 | 28 | 17 | 18.2 | 8.55 | 0.1 | 0 | 21.3 | 16.5
2.2 | 0 | 0 | 0 | 0 | 10 | 0 | 0 | 0 | 0 | 3 | 0 | 1 | 0 | 0 | 0 | 0 | 20 | 0 | 16.5
0 | 2 | 0 | 0 | 0 | 7 | 8.6 | 0 | 5 | 4 | 3 | 0 | 11 | 0 | 19.2 | 0 | 0 | 0 | 0 | 16.5
0 | 0 | 0 | 0 | 0 | 0 | 0 | 0 | 0 | 1.4 | 0 | 0 | 0 | 0 | 3 | 0 | 0 | 8 | 0 | 16.5
0 | 0 | 0 | 0 | 0 | 0 | 0 | 0 | 0 | 0 | 0 | 0 | 0 | 0 | 0 | 0 | 0 | 4 | 0 | 16.5
0 | 0 | 0 | 16 | 0 | 0 | 2 | 0 | 0 | 1.4 | 0 | 0 | 0 | 0 | 1.2 | 0 | 0 | 6 | 0 | 16.5
0 | 0 | 0 | 0 | 0 | 0 | 0 | 0 | 0 | 9 | 4 | 0 | 12 | 0 | 0 | 0 | 0 | 0 | 0 | 16.5
0 | 0 | 0 | 0 | 0 | 0 | 0 | 0 | 0 | 0 | 2 | 0 | 0 | 6 | 3.2 | 3 | 0 | 0 | 0 | 16.5
4.6 | 0 | 4.6 | 0 | 0 | 0 | 0 | 0 | 0 | 0 | 0 | 0 | 0 | 0 | 0 | 0 | 0 | 0 | 0 | 16.5
0 | 7.8 | 0 | 0 | 28 | 19.4 | 1.2 | 2.4 | 0 | 0 | 1 | 1 | 0 | 0 | 0 | 0 | 0 | 13 | 0 | 16.5
0 | 0 | 0 | 0 | 38 | 0 | 0 | 7.3 | 11 | 16.5 | 15 | 4 | 12 | 18 | 18.2 | 17.1 | 16.2 | 0 | 6.3 | 16.5
0 | 0 | 0 | 0 | 0 | 0 | 0 | 0 | 0 | 0 | 0 | 0 | 0 | 0 | 0 | 0 | 0 | 0 | 0 | 16.5
0 | 0 | 0 | 0 | 0 | 0 | 0 | 0 | 0 | 0 | 0 | 0 | 0 | 2 | 0 | 1 | 0 | 0 | 0 | 16.5
0 | 0 | 0 | 0 | 0 | 0 | 0 | 0 | 0 | 0 | 0 | 0 | 0 | 0 | 0 | 0 | 0 | 0 | 0 | 16.5
0 | 0 | 0 | 0 | 0 | 0 | 0 | 0 | 0 | 0 | 0 | 0 | 0 | 0 | 0 | 0 | 0 | 0 | 0 | 16.5
0 | 0 | 0 | 0 | 0 | 0 | 3.4 | 0 | 0 | 0 | 0 | 0 | 0 | 0 | 0 | 0 | 0 | 0 | 0 | 16.5
0 | 0 | 0 | 0 | 0 | 0 | 0 | 0 | 0 | 0 | 0 | 0 | 0 | 0 | 0 | 0 | 0 | 0 | 0 | 16.5
0 | 0 | 0 | 0 | 0 | 0 | 15.5 | 0 | 0 | 0 | 0 | 0 | 0 | 0 | 0 | 0 | 0 | 7 | 0 | 16.5
0 | 0 | 0 | 0 | 0 | 4 | 0 | 0 | 17 | 5.5 | 0 | 0 | 0 | 0 | 0 | 5.3 | 10.6 | 0 | 0 | 16.5
1.2 | 0 | 0 | 0 | 0 | 0 | 0 | 0 | 0 | 0 | 0 | 0 | 0 | 7 | 0 | 3.5 | 0 | 0 | 0 | 16.5
0 | 0 | 0 | 0 | 0 | 0 | 5 | 0 | 7 | 0 | 0 | 11 | 0 | 8 | 6.4 | 4 | 0 | 0 | 0 | 16.5
0 | 0 | 3 | 0 | 15.3 | 0 | 7 | 0 | 0 | 0 | 0 | 0 | 0 | 0 | 0 | 0 | 0 | 0 | 0 | 16.5
0 | 1.8 | 0 | 0 | 0 | 0 | 0 | 0 | 0 | 0 | 0 | 0 | 0 | 0 | 0 | 0 | 0 | 0 | 0 | 16.5
0 | 0 | 0 | 0 | 0 | 36.7 | 0 | 0 | 0 | 0 | 0 | 0 | 0 | 0 | 0 | 0 | 0 | 0 | 0 | 16.5
0 | 0 | 0 | 0 | 0 | 0 | 0 | 0 | 0 | 0 | 0 | 0 | 0 | 0 | 0 | 0 | 0 | 0 | 0 | 16.5
0 | 0 | 0 | 0 | 0 | 0 | 0 | 0 | 0 | 0 | 0 | 0 | 0 | 0 | 0 | 0 | 0 | 0 | 0 | 16.5
1.3 | 0 | 10 | 0 | 0 | 0 | 8.2 | 0 | 0 | 0 | 0 | 0 | 0 | 0 | 0 | 0 | 0 | 0 | 0 | 16.5
0 | 9.2 | 0 | 11 | 14.2 | 0 | 9.2 | 0 | 0 | 9.4 | 13 | 0 | 0 | 0 | 0 | 0 | 0 | 0 | 0 | 16.5
0 | 0 | 0 | 0 | 0 | 0 | 0 | 0 | 0 | 0 | 0 | 0 | 0 | 0 | 0 | 0 | 0 | 28 | 0 | 16.5
0 | 0 | 0 | 0 | 0 | 0 | 0 | 0 | 0 | 0 | 0 | 0 | 0 | 0 | 0 | 0 | 0 | 0 | 0 | 16.5
0 | 0 | 0 | 0 | 0 | 0 | 0 | 0 | 0 | 0 | 0 | 0 | 0 | 0 | 0 | 0 | 0 | 0 | 0 | 16.5
15.2 | 0 | 32 | 0 | 0 | 0 | 0 | 34 | 6 | 0 | 0 | 0 | 0 | 0 | 0 | 2.1 | 4.2 | 8 | 0 | 5.5
1.2 | 12.2 | 1 | 15 | 25.2 | 11.2 | 3 | 13.2 | 3 | 12.2 | 10 | 3 | 10 | 0 | 0 | 3.9 | 7.8 | 0 | 9.9 | 5.5
0 | 0 | 0 | 0 | 0 | 0 | 6.8 | 0 | 4 | 0 | 0 | 3 | 0 | 0 | 0 | 0 | 0 | 9 | 2.5 | 5.5
0 | 0 | 0 | 0 | 1 | 5.3 | 1 | 6 | 24.5 | 13 | 12 | 4 | 2 | 0 | 0 | 2.1 | 4.2 | 0 | 17.3 | 5.5
0 | 0 | 0 | 0 | 2 | 7.3 | 0 | 32 | 2 | 18.4 | 5 | 0 | 55 | 0 | 0 | 2 | 4 | 0 | 0 | 5.5
0 | 0 | 0 | 35.5 | 0 | 0 | 4 | 1.7 | 0 | 3 | 4 | 0 | 3 | 0 | 0 | 0 | 0 | 0 | 0 | 5.5
6.1 | 0 | 0 | 5 | 6.3 | 0 | 0 | 27 | 4.5 | 0 | 4 | 4 | 10 | 0 | 0 | 0 | 0 | 27 | 0 | 5.5
0 | 0 | 0 | 0 | 4 | 0 | 2 | 5 | 8 | 2 | 0 | 4 | 0 | 0 | 0 | 8 | 16 | 0 | 0 | 5.5
0 | 0 | 0 | 0 | 0 | 0 | 0 | 0 | 0 | 0 | 0 | 1 | 3 | 0 | 0 | 0 | 0 | 0 | 0 | 5.5
0 | 0 | 22 | 0 | 0 | 0 | 0 | 0 | 0 | 0 | 0 | 0 | 0 | 0 | 0 | 0 | 0 | 0 | 0 | 5.5
0 | 0 | 0 | 0 | 18.2 | 0 | 4.6 | 4 | 2.5 | 1.8 | 0 | 0 | 0 | 0 | 0 | 0 | 0 | 0 | 0 | 5.5
12.4 | 18.8 | 10 | 0 | 1 | 0 | 0 | 5.1 | 0 | 1.5 | 3 | 0 | 0 | 0 | 0 | 0 | 0 | 0 | 0 | 5.5
0 | 0 | 0 | 0 | 15.4 | 17 | 30 | 3 | 0 | 7.5 | 1 | 0 | 0 | 0 | 0 | 0 | 0 | 0 | 0 | 5.5
0 | 3.6 | 0 | 0 | 0 | 0 | 0 | 0 | 0 | 0 | 0 | 0 | 0 | 0 | 0 | 0 | 0 | 0 | 0 | 5.5
0 | 0 | 0 | 0 | 0 | 0 | 0 | 0 | 0 | 0 | 0 | 0 | 0 | 0 | 0 | 0 | 0 | 0 | 0 | 5.5
10.6 | 0 | 0 | 0 | 0 | 0 | 0 | 0 | 0 | 0 | 0 | 0 | 0 | 0 | 0 | 0 | 0 | 0 | 0 | 5.5
0 | 13.4 | 0 | 0 | 1.3 | 16.3 | 7.4 | 0 | 0 | 0 | 0 | 0 | 0 | 0 | 0 | 0 | 0 | 0 | 0 | 5.5
0 | 0 | 0 | 0 | 0 | 0 | 0 | 0 | 0 | 0 | 0 | 0 | 0 | 0 | 0 | 0 | 0 | 0 | 0 | 5.5
0 | 0 | 0 | 0 | 0 | 0 | 0 | 0 | 0 | 0 | 0 | 0 | 0 | 0 | 0 | 0 | 0 | 0 | 0 | 5.5
0 | 0 | 0 | 0 | 0 | 0 | 0 | 0 | 0 | 0 | 0 | 0 | 0 | 0 | 0 | 0 | 0 | 0 | 0 | 5.5
0 | 0 | 0 | 0 | 0 | 0 | 0 | 0 | 0 | 0 | 0 | 0 | 0 | 0 | 0 | 0 | 0 | 0 | 0 | 5.5
0 | 0 | 0 | 0 | 0 | 0 | 0 | 0 | 0 | 0 | 0 | 0 | 0 | 0 | 0 | 0 | 0 | 0 | 0 | 5.5
0 | 0 | 0 | 0 | 0 | 11.2 | 5.6 | 19.5 | 0 | 0 | 0 | 0 | 0 | 0 | 0 | 0 | 0 | 0 | 0 | 5.5
0 | 0 | 0 | 0 | 0 | 0 | 0 | 10 | 0 | 4 | 13 | 0 | 0 | 0 | 0 | 0 | 0 | 0 | 0 | 5.5
0 | 0 | 0 | 0 | 0 | 0 | 0 | 2 | 0 | 0 | 1.8 | 0 | 0 | 0 | 0 | 0 | 0 | 8 | 0 | 5.5
19.4 | 0 | 34 | 0 | 13 | 5.3 | 35 | 14.3 | 0 | 5 | 10.5 | 0 | 23 | 0 | 0 | 8.4 | 16.8 | 58 | 13.5 | 5.5
0 | 28.8 | 0 | 42.6 | 0 | 6.4 | 18.4 | 14 | 0 | 9 | 11 | 0 | 9 | 0 | 0 | 5.95 | 11.9 | 0 | 24.9 | 5.5
0 | 0 | 0 | 0 | 0 | 0 | 0 | 0 | 0 | 6 | 0 | 1 | 0 | 0 | 0 | 0 | 0 | 0 | 0 | 5.5
0 | 0 | 0 | 0 | 0 | 0 | 0 | 0 | 0 | 0 | 0 | 0 | 0 | 0 | 0 | 0 | 0 | 0 | 0 | 5.5
0 | 0 | 0 | 0 | 0 | 0 | 0 | 0 | 0 | 0 | 0 | 0 | 0 | 0 | 0 | 0 | 0 | 0 | 0 | 5.5
0 | 0 | 0 | 0 | 0 | 0 | 0 | 0 | 0 | 0 | 0 | 0 | 0 | 0 | 0 | 0 | 0 | 0 | 0 | 5.5
0 | 0 | 0 | 0 | 0 | 0 | 0 | 0 | 0 | 0 | 0 | 0 | 0 | 0 | 0 | 0 | 0 | 5 | 0 | 0
0 | 0 | 0 | 0 | 0 | 0 | 0 | 0 | 0 | 2 | 5 | 0 | 0 | 0 | 0 | 0.75 | 1.5 | 0 | 0 | 0
3.6 | 0 | 3 | 0 | 0 | 0 | 0 | 0 | 0 | 0 | 0 | 0 | 2 | 0 | 0 | 0 | 0 | 4 | 0 | 0
0 | 3.6 | 0 | 0 | 0 | 18 | 3.5 | 1.2 | 0 | 0 | 13 | 0 | 0 | 0 | 0 | 0 | 0 | 0 | 0 | 0
0 | 0 | 0 | 0 | 27.2 | 9.4 | 4 | 6 | 0 | 0 | 0 | 0 | 0 | 0 | 0 | 0 | 0 | 0 | 0 | 0
21.6 | 0 | 0 | 0 | 0 | 5.4 | 25 | 18.3 | 7 | 0 | 0 | 0 | 3 | 0 | 6.3 | 0 | 0 | 0 | 0 | 0
32.3 | 22.2 | 23 | 30 | 3.4 | 0 | 0 | 32.8 | 4 | 42 | 8 | 0 | 0 | 0 | 0 | 1.6 | 3.2 | 0 | 1.8 | 0
3.6 | 31.2 | 0 | 0 | 42 | 17.4 | 0 | 52.8 | 4 | 2 | 10 | 0 | 30 | 0 | 0 | 0 | 0 | 0 | 0 | 0
4.2 | 14 | 7 | 26 | 1 | 0 | 0 | 1.8 | 7 | 0 | 3 | 0 | 0 | 0 | 0 | 0 | 0 | 32 | 0 | 0
0 | 3 | 0 | 0 | 12.1 | 0 | 0 | 0 | 0 | 4 | 3 | 7 | 13 | 29 | 5.4 | 19.9 | 10.8 | 8 | 0 | 0
1.1 | 0 | 0 | 13 | 0 | 0 | 0 | 0 | 0 | 6 | 0 | 2 | 1 | 2 | 2.4 | 3.8 | 5.6 | 65 | 0 | 0
13.4 | 0 | 10 | 0 | 0 | 0 | 0 | 0 | 0 | 0 | 0 | 0 | 0 | 4 | 0 | 3.7 | 3.4 | 6 | 0 | 0
20.4 | 16.4 | 11 | 19.4 | 4.1 | 0 | 0 | 4.9 | 0 | 0 | 0 | 0 | 0 | 0 | 2.2 | 7 | 14 | 10 | 0 | 0
4.8 | 26.4 | 5 | 37.6 | 9 | 0 | 0 | 2.4 | 0 | 0 | 0 | 2 | 2 | 4 | 2.2 | 19.3 | 34.6 | 0 | 1.8 | 0
0 | 6.4 | 10 | 12.2 | 5.2 | 0 | 0 | 5.2 | 0 | 0 | 0 | 0 | 0 | 0 | 3.2 | 0 | 0 | 0 | 0 | 0
0 | 2 | 0 | 0 | 0.4 | 0 | 0 | 0 | 0 | 0 | 0 | 0 | 0 | 0 | 0 | 0 | 0 | 0 | 0 | 0
0 | 6.2 | 0 | 0 | 0 | 0 | 0 | 0 | 0 | 2 | 0 | 0 | 0 | 0 | 0 | 0 | 0 | 24 | 0 | 0
0 | 7.4 | 0 | 0 | 0 | 0 | 0 | 0 | 0 | 0 | 0 | 0 | 22 | 5 | 0 | 7.4 | 9.8 | 3 | 0 | 0
0 | 3.6 | 0 | 2 | 7 | 8.4 | 0 | 0 | 0 | 0 | 0 | 0 | 0 | 0 | 0 | 3.1 | 6.2 | 0 | 0 | 0
0 | 0 | 2.2 | 5.2 | 0 | 0 | 0 | 0 | 0 | 0 | 0 | 0 | 0 | 0 | 0 | 0 | 0 | 0 | 0 | 0
0 | 0 | 0 | 0 | 0 | 0 | 0 | 0 | 0 | 0 | 4 | 0 | 0 | 0 | 0 | 0 | 0 | 0 | 0 | 0
0 | 0 | 0 | 0 | 0 | 0 | 0 | 0 | 0 | 34.8 | 27 | 0 | 7 | 0 | 0 | 1.9 | 3.8 | 64 | 0 | 0
16 | 0 | 19 | 3.2 | 0 | 0 | 0 | 0 | 0 | 0 | 0.4 | 0 | 0 | 0 | 0 | 0.5 | 1 | 0 | 0 | 0
6.7 | 24.8 | 0 | 24.3 | 19.3 | 12.2 | 0 | 3 | 0 | 0 | 14.3 | 0 | 0 | 0 | 0 | 0 | 0 | 0 | 0 | 0
26.6 | 21.2 | 28 | 15 | 9.1 | 0 | 0 | 12.8 | 3 | 2 | 1 | 2 | 10 | 0 | 0 | 0 | 0 | 0 | 0 | 0
9.7 | 21.4 | 22 | 47.6 | 18.4 | 8.2 | 4 | 26.9 | 7 | 13 | 5 | 3 | 0 | 7 | 3.4 | 3.5 | 0 | 0 | 0 | 0
24.2 | 13.2 | 20 | 28.4 | 11.1 | 13.2 | 6.5 | 13 | 7 | 2 | 2 | 0 | 0 | 0 | 0 | 0 | 0 | 0 | 1 | 0
23.4 | 32.1 | 35 | 49.7 | 22 | 6.4 | 1.6 | 32 | 18 | 8.4 | 8 | 5 | 0 | 0 | 0 | 0 | 0 | 0 | 3.1 | 0
47.7 | 38.9 | 72 | 25.6 | 11 | 12.6 | 0 | 13.2 | 10 | 3 | 4 | 8 | 3 | 6 | 4.1 | 3 | 0 | 14 | 6.9 | 0
36.9 | 61.3 | 39 | 85 | 53 | 0 | 0 | 57.4 | 29 | 23.2 | 16 | 20 | 17 | 25 | 18.3 | 19.4 | 13.8 | 40 | 0 | 0
23.9 | 50.8 | 37 | 56.8 | 19 | 88.6 | 0 | 45 | 14 | 12 | 7 | 6 | 6 | 5 | 6.1 | 4.2 | 3.4 | 3 | 1.3 | 0
11.6 | 34 | 16 | 31.4 | 20 | 18.6 | 19.2 | 37.2 | 9 | 9.3 | 6 | 7 | 4 | 0 | 2.4 | 1 | 2 | 0 | 0 | 0
19.2 | 12.8 | 25 | 10 | 3 | 13.6 | 2.2 | 5 | 3 | 2 | 3 | 2 | 1 | 0 | 0 | 0 | 0 | 0 | 0 | 0
11.7 | 32.2 | 15 | 16.5 | 9 | 4.8 | 4 | 5.6 | 6 | 4.6 | 3 | 0 | 1 | 0 | 0 | 0 | 0 | 0 | 0 | 0
18.4 | 21.1 | 32 | 37.2 | 19 | 6.6 | 2.2 | 12.2 | 10 | 2 | 2 | 5 | 2 | 0 | 3.4 | 0 | 0 | 0 | 2 | 0
32.3 | 22.3 | 31 | 40 | 28 | 16.2 | 2.8 | 41.5 | 18 | 13.4 | 11 | 7 | 10 | 2 | 7.3 | 2.8 | 3.6 | 13 | 3.1 | 0
16.2 | 51 | 20 | 45.2 | 27 | 25.4 | 6.4 | 37 | 10 | 11.2 | 7 | 0 | 6 | 6 | 5 | 3.5 | 1 | 0 | 4.6 | 0
16.2 | 18.2 | 24 | 41.2 | 24 | 7.4 | 1 | 35.5 | 18 | 2.5 | 2 | 1 | 2 | 0 | 4.2 | 0 | 0 | 0 | 0 | 0
58.6 | 31.2 | 74 | 24.2 | 7.2 | 3 | 0 | 14.5 | 3 | 2 | 0 | 6 | 0 | 0 | 3 | 0 | 0 | 0 | 0 | 0
67.2 | 71.4 | 95 | 80 | 40.3 | 53.6 | 24.5 | 48.7 | 25 | 20 | 14 | 65 | 0 | 7 | 40 | 4.7 | 2.4 | 37 | 0 | 0
144 | 92.2 | 27 | 164 | 76.3 | 48.6 | 34.2 | 90.2 | 46 | 60.4 | 57 | 9 | 70 | 52 | 20.3 | 29.1 | 6.2 | 0 | 19 | 0
0 | 17.8 | 8.4 | 24 | 14.2 | 6 | 0 | 12.5 | 11 | 4.6 | 4 | 0 | 5 | 11 | 0 | 19.2 | 27.4 | 0 | 0.3 | 0
2.9 | 8.1 | 9.6 | 10 | 3.4 | 5.2 | 0 | 4 | 9 | 0 | 0 | 3 | 0 | 0 | 0 | 0 | 0 | 0 | 0 | 0
2.1 | 8.3 | 3 | 7.2 | 8 | 0 | 2.2 | 6 | 0 | 5.4 | 2 | 0 | 2 | 8 | 10.4 | 4.9 | 1.8 | 0 | 5.3 | 0
3.2 | 2.2 | 4.2 | 7.2 | 1.3 | 1.6 | 0 | 0 | 0 | 0 | 0 | 0 | 0 | 0 | 0 | 0 | 0 | 0 | 0.8 | 0
1.8 | 6.2 | 0 | 10 | 7 | 0 | 0 | 7.8 | 0 | 0 | 0 | 1 | 0 | 0 | 0 | 0 | 0 | 0 | 0 | 0
0 | 0 | 0 | 10.2 | 2 | 0 | 2.5 | 2.8 | 2 | 0 | 0 | 0 | 0 | 0 | 0 | 0 | 0 | 0 | 0 | 0
0 | 7.2 | 0 | 5.2 | 10.1 | 0 | 0 | 7.5 | 1 | 0 | 0 | 0 | 0 | 0 | 0 | 0 | 0 | 0 | 0 | 0
0 | 0 | 20 | 2 | 0 | 29.5 | 0 | 0 | 0 | 0 | 0 | 0 | 0 | 0 | 1.3 | 0 | 0 | 0 | 0 | 0
0 | 0 | 0 | 0 | 0 | 0 | 0 | 0.8 | 0 | 0 | 0 | 0 | 0 | 0 | 0 | 0 | 0 | 12 | 5.1 | 0
18.1 | 27.2 | 13 | 5.2 | 3.1 | 0 | 0 | 8.8 | 3 | 0 | 0 | 0 | 0 | 0 | 3.1 | 0 | 0 | 0 | 22.1 | 0
0 | 6.3 | 0 | 7.2 | 13.4 | 0 | 0 | 0 | 0 | 0 | 0 | 0 | 0 | 4 | 1 | 2 | 0 | 0 | 0 | 0
13.4 | 19.9 | 15 | 3 | 4 | 0 | 17 | 16.8 | 17 | 2.4 | 0 | 0 | 0 | 6 | 4 | 3 | 0 | 0 | 0 | 0
57.8 | 71.2 | 4.9 | 116 | 31.1 | 7.2 | 0 | 23.4 | 8 | 19 | 5 | 24 | 11 | 0 | 10 | 0.5 | 1 | 5 | 0 | 0
28.8 | 38.2 | 25 | 66.6 | 36.3 | 0 | 0 | 55 | 15 | 16.2 | 15 | 17 | 14 | 11 | 2 | 7.1 | 3.2 | 10.2 | 3.1 | 0
12.2 | 12.6 | 11 | 30 | 6 | 25.4 | 0 | 11.2 | 6.5 | 18 | 6 | 4 | 7 | 3 | 3 | 2.5 | 2 | 0 | 9.4 | 0
16.7 | 5.2 | 23 | 48 | 63.2 | 0 | 0 | 33.9 | 13 | 7 | 0.5 | 12 | 6 | 0 | 5 | 1.25 | 2.5 | 0 | 2.8 | 0
9.7 | 9.2 | 7 | 42.6 | 20 | 0 | 15.4 | 27.5 | 9 | 10.2 | 1 | 9 | 5 | 5 | 2 | 5.15 | 5.3 | 0 | 0 | 0
6.7 | 9 | 9 | 8.4 | 8.2 | 10.2 | 2.2 | 11.3 | 17 | 1 | 2 | 4.2 | 0 | 0 | 0 | 0 | 0 | 0 | 0.5 | 0
15.2 | 19.6 | 20 | 14.2 | 6 | 7.8 | 3.6 | 12.5 | 17 | 4.6 | 4 | 3 | 0 | 0 | 0 | 0 | 0 | 0 | 0 | 0
20.1 | 28 | 27 | 80 | 32.1 | 8 | 2.7 | 58 | 20 | 25 | 14 | 11 | 11 | 7 | 2 | 3.5 | 0 | 4 | 0 | 0
23.9 | 50.8 | 37 | 56.8 | 19 | 19.3 | 8.2 | 26.7 | 60 | 36 | 17 | 24 | 6 | 5 | 6.1 | 4.2 | 3.4 | 3 | 1.3 | 0
11.6 | 34 | 16 | 31.4 | 20 | 11.7 | 5.6 | 59.8 | 40 | 10.4 | 5 | 9 | 4 | 0 | 2.4 | 1 | 2 | 0 | 0 | 0
19.2 | 12.8 | 25 | 10 | 3 | 7.2 | 1.4 | 28.7 | 25 | 2.4 | 1 | 3 | 1 | 0 | 0 | 0 | 0 | 0 | 0 | 0
11.7 | 32.2 | 15 | 16.5 | 9 | 0 | 0 | 3.4 | 1 | 1 | 0 | 0 | 1 | 0 | 0 | 0 | 0 | 0 | 0 | 0
18.4 | 21.1 | 37 | 37.2 | 19 | 0 | 0 | 50 | 40 | 0 | 0 | 54 | 2 | 0 | 3.4 | 0 | 0 | 0 | 2 | 0
32.3 | 22.3 | 31 | 40 | 28 | 0 | 0 | 5 | 0 | 0 | 7 | 0 | 10 | 2 | 7.3 | 2.8 | 3.6 | 13 | 3.1 | 0
16.2 | 51 | 20 | 45.2 | 27 | 26.6 | 15 | 59.7 | 28 | 23 | 10 | 5 | 6 | 6 | 5 | 3.5 | 1 | 0 | 4.6 | 0
16.2 | 18.2 | 24 | 41.2 | 24 | 6.4 | 5.2 | 16.2 | 35 | 11 | 10 | 10 | 2 | 0 | 4.2 | 0 | 0 | 0 | 0 | 0
58.6 | 31.2 | 74 | 24.2 | 7.2 | 5.6 | 3.2 | 17.5 | 13 | 4.2 | 2 | 9.3 | 0 | 0 | 3 | 0 | 0 | 0 | 0 | 0
67.2 | 71.4 | 95 | 80 | 40.3 | 6.8 | 0 | 16 | 6 | 5.2 | 3 | 6 | 0 | 7 | 40 | 4.7 | 2.4 | 37 | 0 | 0
144 | 92.2 | 27 | 164 | 76.3 | 0 | 0 | 14 | 13 | 4.5 | 0 | 3 | 70 | 52 | 20.3 | 29.1 | 6.2 | 0 | 19 | 0
0 | 17.8 | 8.4 | 24 | 14.2 | 0 | 3 | 0 | 0 | 0 | 0.2 | 6 | 5 | 11 | 0 | 19.2 | 27.4 | 0 | 0.8 | 0
2.9 | 8.1 | 9.6 | 10 | 3.4 | 9.4 | 0 | 10.5 | 5 | 1 | 0 | 0 | 0 | 0 | 0 | 0 | 0 | 0 | 0 | 0
2.1 | 8.3 | 3 | 7.2 | 8 | 0 | 0 | 0 | 0 | 0 | 0 | 0 | 2 | 8 | 10.4 | 4.9 | 1.8 | 0 | 5.3 | 0
3.2 | 2.2 | 4.2 | 7.2 | 1.3 | 0 | 0 | 0 | 0 | 0 | 0 | 0 | 0 | 0 | 0 | 0 | 0 | 0 | 0.8 | 0
1.8 | 6.2 | 0 | 6.2 | 7 | 0 | 0 | 0 | 0 | 0 | 0 | 0 | 0 | 0 | 0 | 0 | 0 | 0 | 0 | 0
0 | 0 | 0 | 0 | 2 | 0 | 0 | 5.4 | 2 | 0 | 0 | 2 | 0 | 0 | 0 | 0 | 0 | 0 | 0 | 0
0 | 7.2 | 0 | 7.2 | 10.1 | 15.5 | 0 | 37 | 41 | 8.5 | 11 | 4 | 0 | 0 | 0 | 0 | 0 | 0 | 0 | 0
0 | 0 | 20 | 0 | 0 | 0 | 12.2 | 7.4 | 9 | 1 | 0 | 0 | 0 | 0 | 1.3 | 0 | 0 | 0 | 0 | 0
0 | 0 | 0 | 0 | 0 | 20 | 5 | 16.5 | 15 | 2 | 0 | 0 | 0 | 0 | 0 | 0 | 0 | 12 | 5.1 | 0
18.1 | 27.2 | 13 | 27.2 | 3.1 | 5.4 | 19.5 | 13.8 | 8 | 3 | 0 | 0 | 0 | 0 | 3.1 | 0 | 0 | 0 | 22.1 | 0
0 | 6.3 | 0 | 6.3 | 13.4 | 32 | 5 | 117.8 | 32 | 44 | 37 | 25 | 0 | 4 | 1 | 2 | 0 | 0 | 0 | 0
13.4 | 19.9 | 15 | 19.9 | 4 | 0 | 3.5 | 15 | 6 | 6 | 2 | 4 | 0 | 6 | 4 | 3 | 0 | 0 | 0 | 0
57.8 | 71.2 | 4.9 | 71.2 | 31.1 | 0 | 0 | 24 | 12 | 1.4 | 1 | 1 | 11 | 0 | 10 | 0.5 | 1 | 5 | 0 | 0
28.8 | 38.2 | 25 | 38.2 | 36.3 | 0 | 0 | 0 | 0 | 0 | 0 | 0 | 14 | 11 | 2 | 7.1 | 3.2 | 10.2 | 3.1 | 0
12.2 | 12.6 | 11 | 12.6 | 6 | 0 | 5.5 | 18.1 | 11 | 2 | 2 | 0 | 7 | 3 | 3 | 2.5 | 2 | 0 | 9.4 | 0
16.7 | 5.2 | 23 | 5.2 | 63.2 | 0 | 0 | 11.5 | 11 | 4 | 3 | 0 | 6 | 0 | 5 | 1.25 | 2.5 | 0 | 2.8 | 0
9.7 | 9.2 | 7 | 9.2 | 20 | 0 | 5 | 3.8 | 3 | 1 | 3 | 2 | 5 | 5 | 2 | 5.15 | 5.3 | 0 | 0 | 0
6.7 | 9 | 9 | 9 | 8.2 | 0 | 0 | 13.5 | 11 | 1 | 0 | 2 | 0 | 0 | 0 | 0 | 0 | 0 | 0.5 | 0
15.2 | 19.6 | 20 | 19.6 | 6 | 0 | 0 | 18 | 0 | 0 | 0 | 0 | 0 | 0 | 0 | 0 | 0 | 0 | 0 | 0
20.1 | 28 | 27 | 28 | 32.1 | 0 | 0 | 0 | 0 | 0 | 0 | 3.5 | 11 | 7 | 2 | 3.5 | 0 | 4 | 0 | 0
0 | 0 | 0 | 32.4 | 5.3 | 0 | 0 | 0 | 0 | 1.5 | 0 | 0 | 3 | 0 | 4 | 0 | 0 | 0 | 0 | 0
0 | 0 | 0 | 0 | 0 | 0 | 0 | 0 | 0 | 0 | 0 | 0 | 0 | 0 | 0 | 0 | 0 | 0 | 0 | 0
29 | 9.2 | 0 | 0 | 0 | 0 | 0 | 0.8 | 0 | 0 | 0 | 0 | 0 | 0 | 0 | 0 | 0 | 0 | 0 | 0
0 | 0 | 0 | 14.2 | 10.3 | 0 | 0 | 0 | 0 | 0 | 0 | 0 | 0 | 0 | 0 | 0 | 0 | 0 | 0 | 0
17.8 | 19.2 | 53 | 0 | 0 | 0 | 0 | 0 | 0 | 2 | 0 | 0 | 0 | 0 | 2.2 | 0 | 0 | 0 | 0 | 0
2.1 | 3.4 | 0 | 28.4 | 4.2 | 0 | 36.6 | 6.3 | 5 | 14.4 | 20 | 0 | 12 | 16 | 5 | 9.5 | 3 | 3 | 43 | 0
1.3 | 0 | 0 | 0 | 6 | 0 | 3 | 8.3 | 6 | 10 | 13 | 0 | 11 | 0 | 4 | 0 | 0 | 0 | 21.8 | 0
24 | 34 | 40 | 0 | 0 | 0 | 4 | 0 | 2 | 6.2 | 1 | 0 | 3 | 0 | 0 | 9 | 18 | 18 | 0.8 | 0
5.6 | 5.2 | 3 | 24.5 | 0 | 0 | 1 | 0 | 3 | 4.4 | 0 | 0 | 0 | 6 | 0 | 3 | 0 | 0 | 0 | 0
0 | 2 | 0 | 3 | 0 | 0 | 0 | 6.7 | 4 | 0 | 0 | 0 | 3 | 6 | 8 | 19.4 | 32.8 | 32.8 | 29.7 | 0
13.1 | 18.2 | 20 | 14.2 | 12.3 | 0 | 0 | 28.1 | 5 | 13 | 19 | 4 | 20 | 16 | 20 | 23.3 | 30.6 | 30.6 | 0 | 0
1.3 | 0 | 0 | 14.2 | 0 | 0 | 0 | 8.9 | 13 | 3 | 8 | 0 | 8 | 15 | 10 | 7.5 | 0 | 0 | 0 | 0
3.1 | 0 | 0 | 5 | 0 | 0 | 9 | 2.4 | 10 | 2 | 1 | 0 | 0 | 0 | 0 | 0 | 0 | 0 | 0 | 0
42.3 | 47.6 | 0 | 6 | 2 | 0 | 0 | 11.2 | 6 | 3.2 | 3 | 0 | 3 | 7 | 11 | 5.4 | 3.8 | 3.8 | 0 | 0
3.4 | 0 | 0 | 4 | 4 | 0 | 2 | 4.8 | 40 | 0 | 0 | 0 | 0 | 0 | 0 | 0 | 0 | 0 | 5.1 | 0
0 | 0 | 0 | 6 | 0 | 0 | 0 | 0 | 0 | 6 | 10 | 2 | 17 | 6 | 5 | 3 | 0 | 0 | 0 | 0
2.1 | 0 | 0 | 16.4 | 0 | 0 | 0 | 0 | 2 | 15.6 | 15 | 2 | 5 | 23 | 4 | 21.5 | 20 | 20 | 4.3 | 0
6.9 | 2.4 | 0 | 3 | 0 | 0 | 0 | 0.4 | 0 | 6 | 13.2 | 11 | 26 | 5 | 9 | 16.5 | 28 | 28 | 0 | 0
2.2 | 5.2 | 0 | 19.4 | 2 | 0 | 0 | 0 | 0 | 1 | 3.8 | 2 | 35 | 17 | 6 | 8.5 | 0 | 0 | 0 | 0
9.7 | 10.2 | 22 | 3 | 0 | 0 | 2 | 0 | 0 | 0 | 0 | 0 | 0 | 4 | 12 | 2 | 0 | 0 | 0 | 0
0 | 0 | 20 | 15.2 | 7 | 0 | 0 | 0 | 0 | 1.2 | 0 | 0 | 5 | 10 | 12 | 5 | 0 | 0 | 0 | 0
7.1 | 11 | 20 | 0 | 1 | 0 | 6.5 | 0 | 0 | 0 | 0 | 0 | 0 | 0 | 0 | 0 | 0 | 0 | 0 | 0
0 | 10.6 | 0 | 165 | 77 | 0 | 0 | 5 | 12 | 5 | 2 | 3 | 5 | 7 | 0 | 3.5 | 0 | 0 | 0 | 0
0 | 3.2 | 15 | 56.4 | 2.2 | 0 | 0 | 1.6 | 0 | 0 | 0 | 2 | 0 | 0 | 0 | 0 | 0 | 0 | 0 | 0
8.4 | 13.2 | 0 | 7 | 0 | 0 | 0 | 0 | 0 | 0 | 0 | 0 | 0 | 0 | 0 | 0 | 0 | 0 | 0 | 0
0 | 0 | 0 | 5 | 2.1 | 0 | 0 | 0 | 0 | 0 | 0 | 0 | 0 | 0 | 0 | 0 | 0 | 0 | 0 | 0
0 | 0 | 0 | 6.2 | 0 | 0 | 0 | 0 | 0 | 0 | 0 | 0 | 0 | 0 | 0 | 0 | 0 | 0 | 0 | 0
0 | 0 | 0 | 0 | 0 | 0 | 0 | 0 | 0 | 0 | 0 | 0 | 0 | 0 | 0 | 0 | 0 | 0 | 0 | 0
0 | 0 | 0 | 0 | 0 | 0 | 0 | 0 | 0 | 0 | 0 | 0 | 0 | 0 | 0 | 0 | 0 | 0 | 0 | 0
0 | 0 | 0 | 0 | 0 | 0 | 0 | 1.2 | 0 | 0 | 16 | 0 | 0 | 0 | 0 | 0 | 0 | 0 | 0 | 0
0 | 0 | 0 | 5 | 2 | 0 | 0 | 0 | 0 | 15 | 0 | 0 | 0 | 0 | 0 | 0 | 0 | 0 | 0 | 0
0 | 0 | 0 | 0 | 0 | 0 | 12.5 | 0 | 0 | 46 | 0 | 0 | 3 | 0 | 0 | 3 | 6 | 0 | 0 | 0
0 | 0 | 0 | 0 | 0 | 0 | 14 | 0 | 5 | 1.2 | 0 | 0 | 0 | 0 | 9 | 0 | 0 | 5.5 | 2.8 | 0
0 | 0 | 0 | 0 | 0 | 0 | 0 | 0 | 0 | 0 | 0 | 0 | 5 | 0 | 0 | 6.9 | 13.8 | 6.9 | 0.8 | 0
0 | 0 | 0 | 0 | 0 | 0 | 0 | 0 | 0 | 0 | 0 | 0 | 0 | 0 | 0 | 0 | 0 | 0 | 0 | 0
0 | 2.2 | 0 | 5 | 0 | 0 | 5.5 | 0 | 0 | 0 | 0 | 0 | 0 | 0 | 0 | 0.55 | 1.1 | 0 | 3.1 | 0
4.7 | 7.8 | 12 | 2 | 3.2 | 0 | 0 | 0 | 8 | 0 | 0 | 12 | 0 | 0 | 0 | 0 | 0 | 0 | 0 | 0
0 | 0 | 3 | 10 | 12.3 | 0 | 0 | 0 | 0 | 0 | 0 | 0 | 0 | 0 | 0 | 0 | 0 | 13.5 | 0 | 0
0 | 0 | 0 | 0 | 2 | 0 | 0 | 0 | 10 | 29.4 | 18 | 0 | 0 | 43 | 46 | 27.05 | 11.1 | 61.2 | 30 | 0
9.8 | 0 | 7 | 0 | 0 | 0 | 0 | 0 | 0 | 0 | 1.6 | 21 | 11 | 0 | 0 | 0 | 0 | 30.2 | 0 | 0
2.5 | 18.2 | 0 | 0 | 0 | 0 | 0 | 0 | 0 | 0 | 0 | 0 | 0 | 3 | 2 | 1.5 | 0 | 0 | 7.4 | 0
0 | 0 | 0 | 0 | 0 | 0 | 0 | 0 | 0 | 14.6 | 5 | 14 | 25 | 12 | 14 | 13.2 | 14.4 | 0 | 4.8 | 0
8.3 | 0 | 72 | 0 | 0 | 0 | 0 | 0 | 0 | 5.2 | 3 | 12 | 30 | 4 | 6 | 14.5 | 25 | 35.4 | 0 | 0
0 | 0 | 0 | 22.4 | 6.3 | 0 | 13.5 | 0 | 5 | 12.6 | 17 | 56 | 32 | 77 | 80 | 58 | 39 | 39.8 | 12.2 | 0
0 | 0 | 0 | 0 | 0 | 0 | 0 | 0 | 0 | 0 | 0 | 0 | 0 | 28 | 25 | 14 | 0 | 0 | 0 | 0
2.1 | 0 | 0 | 0 | 1.2 | 0 | 2 | 25 | 2 | 20.4 | 31 | 47 | 81 | 109 | 112 | 89.5 | 70 | 95.4 | 63.5 | 0
0 | 0 | 0 | 0 | 0 | 0 | 0 | 0 | 3 | 10 | 13 | 115 | 41 | 87 | 89 | 80 | 73 | 67.2 | 16.5 | 0
0 | 0 | 0 | 14.2 | 0 | 0 | 0 | 0 | 0 | 0 | 0 | 0 | 0 | 0 | 0 | 0 | 0 | 0 | 0 | 0
0 | 0 | 0 | 0 | 0 | 0 | 0 | 0 | 0 | 0 | 0 | 15 | 8 | 10 | 11 | 5 | 0 | 8.1 | 10.9 | 0
0 | 0 | 0 | 3 | 2 | 0 | 0 | 0 | 4 | 6.5 | 8 | 6 | 8 | 27 | 25 | 20.4 | 13.8 | 2.4 | 0 | 0
1.2 | 0 | 0 | 0 | 0 | 0 | 0 | 0 | 0 | 3 | 4 | 7 | 5 | 14 | 18 | 14.1 | 14.2 | 0 | 1.3 | 0
17.7 | 27.8 | 32 | 4 | 12.2 | 15 | 0 | 22.2 | 17 | 9 | 14 | 25 | 18 | 34 | 36 | 22.7 | 11.4 | 31.3 | 39.6 | 0
0 | 0 | 0 | 0 | 21 | 58 | 0 | 2.6 | 0 | 0 | 1 | 0 | 1 | 7 | 4 | 7.1 | 7.2 | 51.2 | 15.2 | 0
0 | 0 | 0 | 0 | 3 | 0 | 0 | 10.6 | 13 | 0 | 0 | 0 | 0 | 0 | 0 | 0 | 0 | 4 | 0 | 0
19.7 | 0 | 0 | 14.2 | 0 | 6.6 | 0 | 24.1 | 9 | 10.6 | 6 | 7 | 3 | 0 | 0 | 0 | 0 | 14 | 0 | 0
2.1 | 0 | 10 | 0 | 1.1 | 8 | 27 | 1.6 | 0 | 3.8 | 4 | 0 | 6 | 34 | 38 | 21.5 | 9 | 3.2 | 37.6 | 0
0 | 0 | 4 | 9.2 | 3 | 0 | 29 | 3 | 0 | 7.5 | 11 | 0 | 32 | 20 | 19 | 24 | 28 | 0 | 2 | 0
8.1 | 10.2 | 12 | 2 | 10.2 | 3.2 | 0 | 2.4 | 2 | 17 | 54 | 0 | 0 | 3 | 2 | 1.5 | 0 | 0 | 8.9 | 0
12.2 | 12.8 | 10 | 10 | 8.3 | 5.1 | 58 | 0 | 0 | 0.5 | 2 | 0 | 0 | 0 | 0 | 0 | 0 | 55 | 0 | 0
11.1 | 0 | 13 | 50 | 11 | 12 | 0 | 0 | 13 | 50.5 | 50.8 | 4 | 44 | 43 | 49 | 23.25 | 3.5 | 25 | 5 | 0
13.5 | 36 | 12 | 62 | 4.2 | 4.6 | 12.4 | 7.6 | 25 | 7.4 | 10 | 2 | 13 | 48 | 52 | 32 | 16 | 22 | 23.5 | 0
7.3 | 12.8 | 20 | 9 | 8.4 | 4.2 | 10.2 | 12 | 17 | 9.1 | 5 | 7 | 8 | 47 | 47 | 27.5 | 8 | 9.5 | 7.1 | 0
0 | 10 | 10 | 0 | 6 | 14.6 | 3 | 8.2 | 6 | 0 | 2 | 2 | 3 | 10 | 10 | 6.9 | 3.8 | 36 | 3 | 0
0 | 0 | 0 | 0 | 3 | 6.2 | 20 | 3.3 | 10 | 33 | 23 | 15 | 41 | 30 | 30 | 37 | 44 | 16 | 15.2 | 0
0 | 0 | 0 | 2 | 0 | 0 | 3 | 0 | 0 | 2 | 6 | 35 | 11 | 37 | 37 | 26 | 15 | 5 | 16.3 | 0
0 | 0 | 0 | 0 | 0 | 0 | 1.5 | 0 | 0 | 0 | 2.8 | 12 | 6 | 4 | 4 | 5.9 | 7.8 | 5 | 3.3 | 0
0 | 0 | 0 | 0 | 0 | 0 | 0 | 1.2 | 3 | 2 | 2 | 5 | 2 | 23 | 23 | 13.05 | 3.1 | 2 | 7.1 | 0
0 | 0 | 0 | 0 | 0 | 0 | 0 | 0 | 0 | 0 | 0 | 0 | 0 | 0 | 0 | 0 | 0 | 18 | 0 | 0
13.2 | 0 | 0 | 0 | 6.5 | 2 | 0 | 0 | 2 | 5 | 5 | 2 | 0 | 0 | 0 | 0.3 | 0.6 | 63 | 6.3 | 0
11 | 0 | 28 | 0 | 0 | 2.2 | 0 | 2.3 | 10 | 13.4 | 10 | 45 | 24 | 94 | 94 | 68.25 | 42.5 | 28 | 114 | 0
0 | 24.6 | 8 | 37.4 | 17.1 | 0 | 2 | 3 | 3 | 2.5 | 4 | 12 | 5 | 7 | 7 | 8.15 | 9.3 | 1 | 28.5 | 0
0 | 15.2 | 4 | 2 | 0 | 0 | 7.2 | 0 | 0 | 0 | 0 | 0 | 0 | 8 | 8 | 4 | 0 | 12 | 0 | 0
0 | 15.6 | 0 | 3 | 13.4 | 0 | 0 | 0 | 0 | 2 | 0 | 1 | 8 | 15 | 15 | 9.1 | 3.2 | 0 | 0 | 0
0 | 0 | 0 | 0 | 0 | 0 | 0 | 0 | 0 | 0 | 0 | 0 | 0 | 0 | 0 | 0 | 0 | 0 | 0 | 0
0 | 0 | 0 | 0 | 0 | 0 | 0 | 0 | 0 | 0 | 0 | 0 | 0 | 0 | 0 | 0 | 0 | 0 | 0 | 0
44.3 | 0 | 0 | 0 | 0 | 0 | 7.2 | 0 | 0 | 0 | 0 | 0 | 0 | 0 | 0 | 0 | 0 | 0 | 17.8 | 0
0 | 7.6 | 20 | 0 | 7.2 | 0 | 0 | 0 | 0 | 0 | 1 | 0 | 0 | 4 | 4 | 3.2 | 2.4 | 6 | 1.5 | 0
6.5 | 19.4 | 18 | 0 | 0 | 0 | 0 | 0 | 0 | 0 | 0 | 0 | 0 | 9 | 9 | 4.5 | 0 | 9 | 0 | 0
0 | 6.4 | 0 | 14.2 | 19 | 17.2 | 7.1 | 33 | 33 | 1 | 1 | 0 | 15 | 11 | 11 | 7.6 | 4.2 | 2 | 12.7 | 0
7.6 | 4.8 | 7 | 5 | 1 | 0 | 0 | 10.1 | 0 | 32.2 | 11.4 | 0 | 6 | 4 | 4 | 8.8 | 13.6 | 0 | 22.9 | 0
3.4 | 10.8 | 6 | 0 | 0 | 0 | 0 | 0 | 0 | 1.4 | 1.4 | 0 | 0 | 0 | 0 | 0 | 0 | 0 | 0 | 0
0 | 0 | 0 | 42.6 | 12.1 | 13 | 0 | 0 | 25 | 1 | 0 | 0 | 0 | 0 | 0 | 0 | 0 | 0 | 0 | 0
0 | 0 | 12 | 0 | 0 | 14.8 | 0 | 0 | 10 | 0 | 0 | 0 | 0 | 0 | 0 | 0 | 0 | 10 | 0 | 0
0 | 30.4 | 24 | 0 | 0 | 0 | 0 | 0 | 0 | 0 | 0.2 | 8 | 11 | 58 | 58 | 29.5 | 1 | 48 | 10.9 | 0
65.3 | 86.8 | 90 | 7 | 12.2 | 2 | 6.8 | 3 | 4 | 13 | 6 | 30 | 13 | 82 | 82 | 46.6 | 11.2 | 44 | 32.5 | 0
2.2 | 0 | 4 | 60.8 | 21 | 22 | 55 | 0 | 18 | 23 | 21 | 35 | 44 | 55 | 55 | 40 | 25 | 71 | 43.5 | 0
0 | 0 | 0 | 8.2 | 0 | 0 | 3.4 | 9.6 | 3 | 0 | 1 | 10 | 2 | 23 | 23 | 31.5 | 40 | 0 | 15.2 | 0
0 | 0 | 0 | 0 | 0 | 13.6 | 33 | 15.2 | 12 | 9 | 7 | 20 | 0 | 0 | 0 | 0.3 | 0.6 | 9.4 | 41.9 | 0
0 | 0 | 0 | 0 | 0 | 0 | 0 | 0 | 0 | 3 | 1 | 3 | 2 | 6 | 6 | 3 | 0 | 13 | 2.3 | 0
0 | 0 | 0 | 0 | 0 | 0 | 0 | 0 | 0 | 0 | 1 | 3 | 4 | 4 | 4 | 3.5 | 3 | 0 | 2.3 | 0
0 | 0 | 0 | 0 | 0 | 0 | 0 | 0 | 0 | 3 | 1 | 20 | 2 | 17 | 17 | 11.75 | 6.5 | 35 | 0 | 0
0 | 0 | 0 | 0 | 0 | 0 | 0 | 0 | 0 | 0 | 0 | 0 | 5 | 8 | 8 | 6.2 | 4.4 | 0 | 0 | 0
0 | 0 | 0 | 0 | 0 | 0 | 0 | 0 | 0 | 0 | 0 | 0 | 0 | 0 | 0 | 0 | 0 | 0 | 0 | 0
0 | 0 | 0 | 0 | 0 | 0 | 0 | 0 | 0 | 0 | 0 | 0 | 0 | 0 | 0 | 0 | 0 | 3.5 | 0 | 0
0 | 0 | 0 | 0 | 0 | 0 | 0 | 0 | 0 | 0 | 0 | 4 | 2 | 4 | 4 | 3.1 | 2.2 | 0 | 3.1 | 0
0 | 0 | 0 | 0 | 0 | 0 | 0 | 0 | 0 | 0 | 0 | 0 | 0 | 0 | 0 | 0 | 0 | 7 | 0 | 0
7.5 | 13.4 | 17 | 0 | 0 | 0 | 0 | 0 | 0 | 0 | 0 | 2 | 3 | 11 | 11 | 5.5 | 0 | 7 | 0 | 0
0 | 0 | 0 | 0 | 4.3 | 0 | 0 | 0 | 12 | 21 | 19 | 27 | 45 | 44 | 44 | 27 | 10 | 8 | 16.5 | 0
2.4 | 3.4 | 3 | 5.2 | 1 | 0 | 10.5 | 7.1 | 1 | 0 | 0 | 0 | 5 | 17 | 17 | 11.15 | 5.3 | 19 | 10.2 | 0
16.2 | 13.8 | 5 | 19.2 | 11.3 | 0 | 3 | 6.6 | 3 | 9.2 | 11.4 | 0 | 0 | 0 | 0 | 6.7 | 13.4 | 11.5 | 3.3 | 0
0 | 0 | 0 | 10.2 | 2.3 | 0 | 0 | 0 | 0 | 3 | 1.8 | 0 | 14 | 6 | 6 | 13.1 | 20.2 | 7 | 1.8 | 0
11.3 | 10.6 | 17 | 0 | 0 | 0 | 0 | 0 | 0 | 3 | 1 | 1 | 4.3 | 9 | 9 | 5.5 | 2 | 12.6 | 5.2 | 0
0 | 0 | 0 | 14.2 | 0 | 0 | 0 | 0 | 0 | 2 | 1.8 | 12 | 5 | 20 | 20 | 17.15 | 14.3 | 5 | 5.6 | 0
0 | 0 | 0 | 0 | 16.2 | 0 | 0 | 0 | 0 | 0 | 0 | 0 | 10 | 13 | 13 | 8.15 | 3.3 | 0 | 0.1 | 0
0 | 19.6 | 36 | 0 | 0 | 0 | 0 | 0 | 0 | 0 | 0 | 0 | 0 | 0 | 0 | 0 | 0 | 0 | 0 | 0
0 | 0 | 6 | 20 | 20 | 0 | 0 | 0 | 0 | 0 | 0 | 0 | 0 | 0 | 0 | 0 | 0 | 0 | 0 | 0
0 | 0 | 0 | 4 | 0 | 0 | 0 | 0 | 0 | 0 | 2 | 3 | 10 | 33 | 33 | 25.6 | 18.2 | 78 | 34.3 | 0
1.7 | 3.2 | 0 | 0 | 1.2 | 0 | 0 | 0 | 0 | 0 | 0 | 0 | 0 | 0 | 0 | 0 | 0 | 0 | 0 | 0
2.1 | 4.2 | 0 | 17.2 | 0 | 0 | 0 | 0 | 0 | 0 | 0 | 0 | 0 | 0 | 0 | 0 | 0 | 0 | 0 | 0
0 | 0 | 0 | 0 | 0 | 0 | 0 | 0 | 0 | 0 | 0 | 0 | 0 | 0 | 0 | 0 | 0 | 4 | 0 | 0
1 | 0 | 7 | 0 | 0 | 0 | 0 | 0 | 0 | 0 | 0 | 0 | 0 | 21 | 21 | 13.5 | 6 | 29 | 0 | 0
0 | 10 | 0 | 0 | 0 | 0 | 0 | 0 | 0 | 0 | 2 | 5 | 3 | 53 | 53 | 37.6 | 22.2 | 0 | 22.9 | 0
3.6 | 6.1 | 14 | 9.2 | 0 | 0 | 0 | 0 | 0 | 2 | 0 | 5 | 2 | 0 | 0 | 0.6 | 1.2 | 0 | 0 | 0
0 | 0 | 0 | 0 | 0 | 0 | 0 | 0 | 0 | 0 | 0 | 4 | 0 | 6 | 6 | 3.5 | 1 | 0 | 0 | 0
0 | 0 | 0 | 0 | 0 | 0 | 0 | 0 | 0 | 0 | 0 | 0 | 0 | 3 | 3 | 1.5 | 0 | 0 | 0 | 0
0 | 0 | 0 | 0 | 0 | 0 | 0 | 0 | 0 | 0 | 0 | 0 | 0 | 0 | 0 | 0 | 0 | 3.2 | 0 | 0
0 | 0 | 0 | 0 | 0 | 0 | 0 | 0 | 0 | 0 | 0 | 0 | 0 | 0 | 0 | 0 | 0 | 0 | 0 | 0
0 | 0 | 0 | 0 | 0 | 0 | 0 | 0 | 0 | 0 | 0 | 0 | 0 | 5 | 5 | 2.5 | 0 | 0 | 0 | 0
0 | 0 | 0 | 0 | 0 | 0 | 0 | 0 | 0 | 0 | 0 | 0 | 0 | 0 | 0 | 0 | 0 | 3 | 0 | 0
0 | 0 | 0 | 0 | 0 | 0 | 0 | 0 | 0 | 0 | 0 | 0 | 0 | 0 | 0 | 0 | 0 | 0 | 1.5 | 0
0 | 0 | 0 | 0 | 0 | 0 | 0 | 0 | 0 | 0 | 0 | 0 | 0 | 0 | 0 | 0 | 0 | 0 | 0 | 0
0 | 0 | 0 | 0 | 0 | 0 | 0 | 0 | 0 | 0 | 0 | 0 | 0 | 0 | 0 | 0 | 0 | 0 | 0 | 0
0 | 0 | 0 | 0 | 0 | 0 | 0 | 0 | 0 | 0 | 0 | 0 | 0 | 0 | 0 | 0 | 0 | 0 | 0 | 5.5
0 | 0 | 0 | 0 | 0 | 0 | 0 | 0 | 0 | 0 | 0 | 0 | 0 | 0 | 0 | 0 | 0 | 0 | 0 | 5.5
0 | 0 | 0 | 0 | 0 | 0 | 0 | 0 | 0 | 0 | 0 | 0 | 0 | 0 | 0 | 0 | 0 | 0 | 0 | 5.5
0 | 0 | 0 | 0 | 0 | 0 | 0 | 0 | 0 | 0 | 0 | 0 | 0 | 0 | 0 | 0 | 0 | 0 | 0 | 5.5
0 | 0 | 0 | 0 | 0 | 0 | 0 | 0 | 0 | 0 | 0 | 0 | 0 | 0 | 0 | 0 | 0 | 0 | 0 | 5.5
0 | 0 | 0 | 0 | 0 | 0 | 0 | 0 | 0 | 0 | 0 | 0 | 0 | 0 | 0 | 0 | 0 | 0 | 0 | 5.5
0 | 0 | 0 | 0 | 0 | 0 | 0 | 0 | 0 | 0 | 0 | 0 | 0 | 0 | 0 | 0 | 0 | 0 | 0 | 5.5
0 | 0 | 0 | 0 | 0 | 0 | 0 | 0 | 0 | 0 | 0 | 0 | 0 | 0 | 0 | 0 | 0 | 0 | 0 | 5.5
0 | 0 | 0 | 0 | 0 | 0 | 0 | 0 | 0 | 0 | 0 | 0 | 0 | 0 | 0 | 0 | 0 | 0 | 0 | 5.5
0 | 0 | 0 | 0 | 0 | 0 | 0 | 0 | 0 | 0 | 0 | 0 | 0 | 0 | 0 | 0 | 0 | 0 | 0 | 5.5
0 | 0 | 0 | 0 | 0 | 0 | 0 | 0 | 0 | 0 | 0 | 0 | 0 | 0 | 0 | 0 | 0 | 0 | 0 | 5.5
0 | 0 | 0 | 0 | 0 | 0 | 0 | 0 | 0 | 0 | 0 | 0 | 0 | 0 | 0 | 0 | 0 | 0 | 0 | 5.5
0 | 0 | 0 | 0 | 0 | 0 | 0 | 0 | 0 | 0 | 0 | 0 | 0 | 0 | 0 | 0 | 0 | 0 | 0 | 5.5
0 | 0 | 0 | 0 | 0 | 0 | 0 | 0 | 0 | 0 | 0 | 0 | 0 | 0 | 0 | 0 | 0 | 0 | 0 | 5.5
0 | 0 | 0 | 0 | 0 | 0 | 0 | 0 | 0 | 0 | 0 | 0 | 0 | 0 | 0 | 0 | 0 | 0 | 0 | 5.5
0 | 0 | 0 | 0 | 0 | 0 | 0 | 0 | 0 | 0 | 0 | 0 | 0 | 0 | 0 | 0 | 0 | 0 | 0 | 5.5
0 | 0 | 0 | 0 | 0 | 0 | 0 | 0 | 0 | 0 | 0 | 0 | 0 | 0 | 0 | 0 | 0 | 0 | 0 | 5.5
0 | 0 | 0 | 0 | 0 | 0 | 0 | 0 | 0 | 0 | 0 | 0 | 0 | 0 | 0 | 0 | 0 | 0 | 0 | 5.5
0 | 0 | 0 | 0 | 0 | 0 | 0 | 0 | 0 | 0 | 0 | 0 | 0 | 0 | 0 | 0 | 0 | 0 | 0 | 5.5
0 | 0 | 0 | 0 | 0 | 0 | 0 | 0 | 0 | 0 | 0 | 0 | 0 | 0 | 0 | 0 | 0 | 0 | 0 | 5.5
0 | 0 | 0 | 0 | 0 | 0 | 0 | 0 | 0 | 0 | 0 | 0 | 0 | 0 | 0 | 0 | 0 | 0 | 0 | 5.5
0 | 0 | 0 | 0 | 0 | 0 | 0 | 0 | 0 | 0 | 0 | 0 | 0 | 0 | 0 | 0 | 0 | 0 | 0 | 5.5
0 | 0 | 0 | 0 | 0 | 0 | 0 | 0 | 0 | 0 | 0 | 0 | 0 | 0 | 0 | 0 | 0 | 0 | 0 | 5.5
0 | 0 | 0 | 0 | 0 | 2.4 | 0 | 0 | 0 | 0 | 0 | 0 | 0 | 0 | 0 | 0 | 9 | 52 | 0 | 5.5
0 | 0 | 0 | 0 | 0 | 0 | 0 | 0 | 0 | 0 | 0 | 0 | 1 | 0 | 0 | 0 | 73.2 | 0 | 0 | 5.5
0 | 0 | 0 | 0 | 0 | 0 | 0 | 0 | 0 | 0 | 0 | 0 | 0 | 1 | 0 | 0 | 0 | 0 | 0 | 5.5
0 | 0 | 0 | 0 | 0 | 0 | 0 | 0 | 0 | 0 | 0 | 0 | 0 | 0 | 0 | 0 | 0 | 0 | 0 | 5.5
0 | 0 | 0 | 0 | 0 | 0 | 0 | 0 | 0 | 0 | 0 | 0 | 0 | 2 | 1.5 | 1 | 0 | 0 | 0 | 5.5
0 | 0 | 0 | 0 | 0 | 0 | 0 | 0 | 0 | 0 | 0 | 0 | 0 | 0 | 0 | 0 | 0 | 0 | 0 | 5.5
0 | 0 | 0 | 0 | 0 | 0 | 0 | 0 | 0 | 0 | 0 | 0 | 0 | 0 | 0 | 0 | 0 | 0 | 0 | 5.5
0 | 0 | 0 | 0 | 0 | 0 | 0 | 0 | 0 | 0 | 0 | 0 | 0 | 0 | 0 | 0 | 0 | 0 | 0 | 5.5
0 | 0 | 0 | 0 | 0 | 0 | 0 | 0 | 0 | 0 | 0 | 0 | 0 | 0 | 0 | 0 | 0 | 0 | 0 | 11
0 | 0 | 0 | 0 | 0 | 0 | 0 | 0 | 0 | 0 | 0 | 0 | 0 | 0 | 0 | 0 | 0 | 0 | 0 | 11
0 | 0 | 0 | 0 | 0 | 0 | 0 | 0 | 0 | 0 | 0 | 0 | 0 | 0 | 0 | 0 | 0 | 0 | 0 | 11
0 | 0 | 0 | 0 | 0 | 0 | 0 | 0 | 0 | 0 | 0 | 0 | 0 | 0 | 0 | 0 | 0 | 0 | 0 | 11
0 | 0 | 0 | 0 | 0 | 0 | 0 | 0 | 0 | 0 | 0 | 0 | 0 | 0 | 0 | 0 | 0 | 0 | 0 | 11
0 | 0 | 0 | 0 | 0 | 0 | 0 | 0 | 0 | 0 | 0 | 0 | 0 | 0 | 0 | 0 | 0 | 0 | 0 | 11
0 | 0 | 0 | 0 | 0 | 0 | 0 | 0 | 0 | 0 | 0 | 0 | 0 | 0 | 0 | 0 | 0 | 0 | 0 | 11
0 | 0 | 0 | 0 | 0 | 0 | 0 | 0 | 0 | 0 | 0 | 0 | 0 | 0 | 0 | 0 | 0 | 0 | 0 | 11
0 | 0 | 0 | 0 | 0 | 0 | 0 | 0 | 0 | 0 | 0 | 0 | 0 | 0 | 0 | 0 | 0 | 0 | 0 | 11
0 | 0 | 0 | 0 | 0 | 0 | 0 | 0 | 0 | 0 | 0 | 0 | 0 | 0 | 0 | 0 | 0 | 0 | 0 | 11
0 | 0 | 0 | 0 | 0 | 0 | 0 | 0 | 0 | 0 | 0 | 0 | 0 | 0 | 0 | 0 | 0 | 0 | 0 | 11
0 | 0 | 0 | 0 | 0 | 0 | 0 | 0 | 0 | 0 | 0 | 0 | 0 | 0 | 0 | 0 | 0 | 0 | 0 | 11
0 | 0 | 0 | 0 | 0 | 0 | 0 | 0 | 0 | 0 | 0 | 0 | 0 | 0 | 0 | 0 | 0 | 0 | 0 | 11
0 | 0 | 0 | 0 | 0 | 0 | 0 | 0 | 0 | 0 | 0 | 0 | 0 | 0 | 0 | 0 | 0 | 0 | 0 | 11
0 | 0 | 0 | 0 | 0 | 0 | 0 | 0 | 0 | 0 | 0 | 0 | 0 | 0 | 0 | 0 | 0 | 0 | 0 | 11
0 | 0 | 0 | 0 | 0 | 0 | 0 | 0 | 0 | 0 | 0 | 0 | 0 | 0 | 0 | 0 | 0 | 0 | 0 | 11
0 | 0 | 0 | 0 | 0 | 0 | 0 | 0 | 0 | 0 | 0 | 0 | 0 | 0 | 0 | 0 | 0 | 0 | 0 | 11
0 | 0 | 0 | 0 | 0 | 0 | 0 | 0 | 0 | 0 | 0 | 0 | 0 | 0 | 0 | 0 | 0 | 0 | 0 | 11
0 | 0 | 0 | 0 | 0 | 0 | 0 | 0 | 0 | 0 | 0 | 0 | 0 | 0 | 0 | 0 | 0 | 0 | 0 | 11
0 | 0 | 0 | 0 | 0 | 0 | 0 | 0 | 0 | 0 | 0 | 0 | 0 | 0 | 0 | 0 | 0 | 0 | 0 | 11
0 | 0 | 0 | 0 | 0 | 0 | 0 | 0 | 0 | 0 | 0 | 0 | 0 | 0 | 0 | 0 | 0 | 0 | 0 | 11
0 | 0 | 0 | 0 | 0 | 0 | 0 | 0 | 0 | 0 | 0 | 0 | 0 | 0 | 0 | 0 | 0 | 0 | 0 | 11
0 | 0 | 0 | 0 | 0 | 0 | 0 | 0 | 0 | 0 | 0 | 0 | 0 | 0 | 0 | 0 | 0 | 0 | 0 | 11
0 | 0 | 0 | 0 | 0 | 0 | 0 | 0 | 0 | 0 | 0 | 0 | 0 | 0 | 0 | 0 | 0 | 0 | 0 | 11
0 | 0 | 0 | 0 | 0 | 0 | 0 | 0 | 0 | 0 | 0 | 0 | 0 | 0 | 0 | 0 | 0 | 0 | 0 | 11
0 | 0 | 0 | 0 | 0 | 0 | 0 | 0 | 0 | 0 | 0 | 0 | 0 | 0 | 0 | 0 | 0 | 0 | 0 | 11
0 | 0 | 0 | 0 | 0 | 0 | 0 | 0 | 0 | 0 | 0 | 0 | 0 | 0 | 0 | 0 | 0 | 0 | 0 | 11
0 | 0 | 0 | 0 | 0 | 0 | 0 | 0 | 0 | 0 | 0 | 0 | 0 | 0 | 0 | 0 | 0 | 0 | 0 | 11
0 | 0 | 0 | 0 | 0 | 0 | 0 | 0 | 0 | 0 | 0 | 0 | 0 | 0 | 0 | 0 | 0 | 0 | 0 | 16.5
0 | 0 | 0 | 0 | 0 | 0 | 0 | 0 | 0 | 0 | 0 | 0 | 0 | 0 | 0 | 0 | 0 | 0 | 0 | 16.5
0 | 0 | 0 | 0 | 0 | 0 | 0 | 0 | 0 | 0 | 0 | 0 | 0 | 0 | 0 | 0 | 0 | 0 | 0 | 16.5
0 | 0 | 0 | 0 | 0 | 0 | 0 | 0 | 0 | 0 | 0 | 0 | 0 | 0 | 0 | 0 | 0 | 0 | 0 | 16.5
0 | 0 | 0 | 0 | 0 | 0 | 0 | 0 | 0 | 0 | 0 | 0 | 0 | 0 | 0 | 0 | 0 | 0 | 0 | 16.5
0 | 0 | 0 | 0 | 0 | 0 | 0 | 0 | 0 | 0 | 0 | 0 | 0 | 0 | 0 | 0 | 0 | 0 | 0 | 16.5
0 | 0 | 0 | 0 | 0 | 0 | 0 | 0 | 0 | 0 | 0 | 0 | 0 | 0 | 0 | 0 | 0 | 0 | 0 | 16.5
0 | 0 | 0 | 0 | 0 | 0 | 0 | 0 | 0 | 0 | 0 | 0 | 0 | 0 | 0 | 0 | 0 | 0 | 0 | 16.5
0 | 0 | 0 | 0 | 0 | 0 | 0 | 0 | 0 | 0 | 0 | 0 | 0 | 0 | 0 | 0 | 0 | 0 | 0 | 16.5
0 | 0 | 0 | 0 | 0 | 0 | 0 | 0 | 0 | 0 | 0 | 0 | 0 | 0 | 0 | 0 | 0 | 0 | 0 | 16.5
0 | 0 | 0 | 0 | 0 | 0 | 0 | 0 | 0 | 0 | 0 | 0 | 0 | 0 | 0 | 0 | 0 | 0 | 0 | 16.5
0 | 0 | 0 | 0 | 0 | 0 | 0 | 0 | 0 | 0 | 0 | 0 | 0 | 0 | 0 | 0 | 0 | 0 | 0 | 16.5
0 | 0 | 0 | 0 | 0 | 0 | 0 | 0 | 0 | 0 | 0 | 0 | 0 | 0 | 0 | 0 | 0 | 0 | 0 | 16.5
0 | 0 | 0 | 0 | 0 | 0 | 0 | 0 | 0 | 0 | 0 | 0 | 0 | 0 | 0 | 0 | 0 | 0 | 0 | 16.5
0 | 0 | 0 | 0 | 0 | 0 | 0 | 0 | 0 | 0 | 0 | 0 | 0 | 0 | 0 | 0 | 0 | 0 | 0 | 16.5
0 | 0 | 0 | 0 | 0 | 0 | 0 | 0 | 0 | 0 | 0 | 0 | 0 | 0 | 0 | 0 | 0 | 0 | 0 | 16.5
0 | 0 | 0 | 0 | 0 | 0 | 0 | 0 | 0 | 0 | 0 | 0 | 0 | 0 | 0 | 0 | 0 | 0 | 0 | 16.5
0 | 0 | 0 | 0 | 0 | 0 | 0 | 0 | 0 | 0 | 0 | 0 | 0 | 0 | 0 | 0 | 0 | 0 | 0 | 16.5
0 | 0 | 0 | 0 | 0 | 0 | 0 | 0 | 0 | 0 | 0 | 0 | 0 | 0 | 0 | 0 | 0 | 0 | 0 | 16.5
0 | 0 | 0 | 7.8 | 0 | 0 | 0 | 0 | 0 | 0 | 0 | 0 | 0 | 0 | 0 | 0 | 0 | 0 | 0 | 16.5
0 | 0 | 0 | 0 | 0 | 0 | 0 | 0 | 0 | 0 | 0 | 0 | 0 | 0 | 0 | 0 | 0 | 0 | 0 | 16.5
0 | 0 | 0 | 0 | 0 | 0 | 0 | 0 | 0 | 0 | 0 | 0 | 0 | 0 | 0 | 0 | 0 | 0 | 0 | 16.5
0 | 0 | 0 | 0 | 0 | 0 | 0 | 0 | 0 | 0 | 0 | 0 | 0 | 0 | 0 | 0 | 0 | 0 | 0 | 16.5
0 | 0 | 0 | 0 | 0 | 0 | 0 | 0 | 0 | 0 | 0 | 0 | 0 | 0 | 0 | 0 | 0 | 0 | 0 | 16.5
0 | 0 | 0 | 0 | 0 | 0 | 7 | 0 | 0 | 0 | 0 | 0 | 0 | 0 | 0 | 0 | 0 | 0 | 0 | 16.5
0 | 0 | 0 | 0 | 0 | 4.6 | 0 | 0 | 0 | 0 | 0 | 0 | 7 | 0 | 0 | 2 | 0 | 0 | 0 | 16.5
0 | 0 | 0 | 0 | 0 | 8.5 | 0 | 0 | 0 | 0 | 0 | 0 | 0 | 0 | 0 | 0 | 0 | 0 | 0 | 16.5
21 | 2 | 4 | 0 | 0 | 0 | 0 | 0 | 0 | 0 | 0 | 0 | 0 | 0 | 0 | 0 | 0 | 0 | 0 | 16.5
0 | 16.4 | 4 | 0 | 0 | 0 | 7 | 0 | 0 | 0 | 0 | 0 | 0 | 0 | 0 | 3.8 | 0 | 0 | 0 | 16.5
1.5 | 0 | 0 | 0 | 0 | 3.2 | 9 | 0 | 0 | 0 | 0 | 0 | 0 | 0 | 0 | 2.8 | 0 | 0 | 0 | 16.5
0 | 2.2 | 0 | 0 | 26.2 | 28.8 | 0 | 0 | 0 | 0 | 0 | 0 | 0 | 0 | 0 | 0 | 0 | 0 | 0 | 16.5
0 | 0 | 3 | 0 | 0 | 0 | 0 | 1 | 3 | 0 | 0 | 5 | 0 | 0 | 0 | 0 | 0 | 0 | 0 | 16.5
2.5 | 0 | 0 | 0 | 9.3 | 17.8 | 6 | 3 | 3 | 0 | 0 | 10 | 0 | 0 | 0 | 0 | 0.3 | 0 | 0 | 16.5
0 | 0 | 0 | 0 | 0 | 0 | 0 | 0 | 0 | 0 | 0 | 0 | 0 | 0 | 0 | 0 | 0 | 0 | 0 | 16.5
0 | 0 | 0 | 0 | 0 | 0 | 0 | 0 | 0 | 0 | 0 | 0 | 0 | 0 | 0 | 0 | 0 | 0 | 0 | 16.5
0 | 0 | 0 | 0 | 0 | 0 | 0 | 0 | 0 | 0 | 0 | 0 | 0 | 0 | 0 | 0 | 0 | 0 | 0 | 16.5
0 | 0 | 0 | 0 | 0 | 0 | 0 | 0 | 0 | 0 | 0 | 0 | 0 | 0 | 0 | 0 | 0 | 0 | 0 | 16.5
0 | 0 | 0 | 0 | 0 | 0 | 0 | 0 | 0 | 0 | 0 | 0 | 0 | 0 | 0 | 0 | 0 | 0 | 0 | 16.5
0 | 0 | 0 | 0 | 0 | 0 | 0 | 0 | 0 | 0 | 0 | 0 | 0 | 0 | 0 | 0 | 0 | 0 | 0 | 16.5
0 | 0 | 0 | 0 | 0 | 0 | 0 | 0 | 0 | 0 | 0 | 0 | 0 | 0 | 0 | 0 | 0 | 0 | 0 | 16.5
0 | 0 | 0 | 0 | 0 | 0 | 0 | 10 | 0 | 0 | 0 | 0 | 0 | 0 | 0 | 0 | 0 | 0 | 0 | 16.5
0 | 0 | 0 | 0 | 0 | 0 | 0 | 0 | 0 | 0 | 0 | 0 | 0 | 0 | 0 | 0 | 0 | 0 | 0 | 16.5
0 | 0 | 0 | 0 | 0 | 0 | 2 | 0 | 0 | 0 | 0 | 0 | 0 | 0 | 0 | 0 | 0 | 0 | 0 | 16.5
0 | 0 | 0 | 14 | 0 | 0 | 0 | 0 | 0 | 0 | 0 | 0 | 0 | 0 | 0 | 0 | 0 | 0 | 0 | 16.5
0 | 0 | 0 | 0 | 0 | 0 | 0 | 0 | 0 | 0 | 0 | 0 | 0 | 0 | 0 | 0 | 0 | 0 | 0 | 16.5
0 | 0 | 0 | 0 | 3.2 | 0 | 0 | 0 | 0 | 0 | 0 | 0 | 0 | 0 | 0 | 0 | 0 | 0 | 0 | 16.5
0 | 0 | 0 | 0 | 0 | 0 | 0 | 0 | 0 | 0 | 0 | 0 | 0 | 0 | 0 | 0 | 0 | 0 | 0 | 16.5
0 | 0 | 0 | 0 | 0 | 0 | 2.6 | 0 | 0 | 0 | 0 | 0 | 0 | 0 | 0 | 0 | 0 | 0 | 0 | 16.5
0 | 0 | 0 | 0 | 0 | 5.4 | 29 | 0 | 0 | 1.2 | 0 | 0 | 0 | 0 | 0 | 0 | 0 | 0 | 0 | 16.5
0 | 0 | 0 | 0 | 0 | 0 | 23 | 0 | 0 | 2 | 0 | 0 | 0 | 0 | 0 | 0 | 0 | 0 | 0 | 16.5
0 | 0 | 0 | 0 | 0 | 4.8 | 0 | 0 | 10 | 2.5 | 6.8 | 0 | 0 | 0 | 0 | 0 | 0 | 0 | 0 | 16.5
1.5 | 0 | 5 | 0 | 0 | 0 | 4 | 0 | 0 | 0 | 0 | 0 | 0 | 0 | 0 | 0 | 0 | 0 | 0 | 16.5
1.2 | 3.8 | 0 | 0 | 0 | 4.6 | 7 | 58 | 0 | 0 | 0 | 0 | 0 | 0 | 0 | 0 | 0 | 0 | 0 | 16.5
0 | 2.6 | 0 | 0 | 8 | 8.4 | 0 | 0 | 14 | 2 | 0 | 0 | 0 | 0 | 0 | 0 | 0 | 0 | 0 | 16.5
0 | 0 | 52 | 0 | 0 | 0 | 0 | 0 | 0 | 0 | 0 | 4 | 0 | 0 | 0 | 0 | 21.4 | 0 | 0 | 16.5
13.7 | 0 | 6 | 33.8 | 0 | 0 | 1.5 | 0 | 0 | 0 | 0 | 0 | 0 | 0 | 0 | 0 | 0 | 0 | 0 | 16.5
0 | 38 | 0 | 0 | 7.1 | 2.8 | 0 | 0 | 0 | 2.5 | 0 | 0 | 0 | 0 | 0 | 0 | 0 | 0 | 0 | 16.5
3 | 4.8 | 0 | 8.4 | 5.1 | 5 | 1.2 | 0 | 0 | 0 | 0 | 0 | 0 | 0 | 0 | 0 | 0 | 0 | 0 | 16.5
0 | 0 | 0 | 0 | 0 | 0 | 4.2 | 0 | 0 | 0 | 0 | 0 | 0 | 0 | 0 | 0 | 0 | 0 | 0 | 16.5
0 | 0 | 2 | 0 | 12.1 | 12 | 0 | 0 | 0 | 0 | 16 | 0 | 0 | 0 | 0 | 0 | 27.5 | 0 | 0 | 16.5
0 | 0 | 0 | 0 | 0 | 0 | 13.2 | 0 | 0 | 6 | 5 | 0 | 0 | 0 | 0 | 0 | 0 | 0 | 0.8 | 16.5
0 | 0 | 0 | 5.2 | 11 | 2.1 | 5.6 | 0 | 0 | 2 | 0 | 0 | 12 | 0 | 0 | 20.3 | 0 | 4.4 | 0 | 5.5
0 | 0 | 7 | 0 | 0 | 0 | 0 | 0 | 0 | 2 | 0 | 0 | 2 | 0 | 15 | 8.4 | 0 | 0 | 0 | 5.5
0 | 0 | 0 | 0 | 0 | 0 | 0 | 0 | 0 | 0 | 0 | 0 | 0 | 0 | 0 | 0 | 0 | 0 | 0 | 5.5
0 | 0 | 0 | 0 | 0 | 0 | 0 | 0 | 0 | 0 | 0 | 0 | 0 | 0 | 0 | 0 | 0 | 0 | 0 | 5.5
0 | 0 | 0 | 0 | 0 | 0 | 0 | 0 | 0 | 0 | 0 | 0 | 0 | 0 | 0 | 0 | 0 | 0 | 0 | 5.5
0 | 0 | 0 | 0 | 0 | 0 | 0 | 0 | 0 | 0 | 0 | 0 | 0 | 0 | 0 | 4.2 | 0 | 0 | 0 | 5.5
0 | 0 | 0 | 0 | 0 | 0 | 0 | 0 | 0 | 0 | 0 | 0 | 0 | 0 | 0 | 0 | 0 | 0 | 0 | 5.5
0 | 0 | 0 | 0 | 0 | 0 | 0 | 0 | 0 | 0 | 0 | 0 | 0 | 0 | 0 | 0 | 0 | 0 | 0 | 5.5
0 | 0 | 0 | 0 | 0 | 0 | 5 | 0 | 0 | 0 | 0 | 0 | 0 | 0 | 0 | 0 | 0 | 0 | 0 | 5.5
0 | 0 | 0 | 0 | 0 | 0 | 10 | 4.8 | 0 | 0 | 2 | 0 | 0 | 0 | 0 | 0 | 0 | 6 | 0 | 5.5
0 | 0 | 0 | 0 | 0 | 0 | 5.4 | 23.2 | 16 | 0 | 10 | 42 | 0 | 0 | 0 | 2.5 | 0 | 4 | 0 | 5.5
0 | 0 | 0 | 0 | 15.1 | 10.8 | 5.2 | 0 | 0 | 7.6 | 0 | 0 | 29 | 0 | 3 | 1.5 | 0 | 0 | 0 | 5.5
9.2 | 6.4 | 7 | 0 | 0 | 0 | 0 | 0 | 0 | 0 | 0 | 30 | 2 | 0 | 0 | 1 | 0 | 0 | 0 | 5.5
3.3 | 2.5 | 0 | 0 | 0 | 0 | 0 | 0 | 0 | 0 | 0 | 57 | 2 | 0 | 0 | 9 | 0 | 2 | 0 | 5.5
18.6 | 11.2 | 16 | 4.2 | 3 | 0 | 22.4 | 0 | 0 | 0 | 0 | 0 | 2 | 0 | 0 | 28 | 11.2 | 9 | 0 | 5.5
0 | 0 | 0 | 7 | 14 | 17.8 | 0 | 0 | 12 | 9 | 1 | 75 | 8 | 0 | 45 | 3 | 14.2 | 9 | 5.8 | 5.5
0 | 0 | 0 | 0 | 2.3 | 0 | 0 | 19.4 | 12 | 0.6 | 0.1 | 75 | 2 | 0 | 3 | 0 | 0 | 0 | 0 | 5.5
0 | 0 | 0 | 0 | 0 | 0 | 0 | 0 | 0 | 0 | 5 | 0 | 0 | 0 | 0 | 0 | 0 | 0 | 0 | 5.5
0 | 0 | 0 | 0 | 0 | 0 | 0 | 0 | 0 | 0 | 0 | 0 | 0 | 0 | 0 | 0 | 0 | 0 | 0 | 5.5
0 | 0 | 0 | 0 | 0 | 0 | 0 | 0 | 0 | 0 | 0 | 0 | 0 | 0 | 0 | 0 | 0 | 0 | 0 | 5.5
0 | 0 | 0 | 0 | 0 | 0 | 0 | 0 | 0 | 0 | 0 | 0 | 0 | 0 | 0 | 0 | 0 | 0 | 0 | 5.5
0 | 0 | 0 | 0 | 0 | 0 | 0 | 0 | 0 | 0 | 0 | 0 | 0 | 0 | 0 | 0 | 0 | 0 | 0 | 5.5
0 | 0 | 0 | 0 | 0 | 0 | 0 | 0 | 0 | 0 | 0 | 0 | 0 | 0 | 0 | 0 | 0 | 0 | 0 | 5.5
0 | 0 | 0 | 0 | 0 | 0 | 0 | 0 | 0 | 0 | 0 | 0 | 0 | 0 | 0 | 0 | 0 | 0 | 0 | 5.5
25.8 | 22.5 | 18 | 0 | 0 | 0 | 2 | 0 | 0 | 0 | 0 | 0 | 0 | 0 | 0 | 2.7 | 0 | 0 | 0 | 5.5
19.6 | 14.3 | 17 | 0 | 0 | 0 | 17 | 5.4 | 0 | 0 | 1.1 | 0 | 0 | 0 | 0 | 0 | 0 | 0 | 0 | 5.5
0 | 0 | 0 | 5 | 11.3 | 39.4 | 0 | 6.2 | 14 | 0 | 0 | 0 | 0 | 0 | 0 | 0 | 0 | 0 | 0 | 5.5
0 | 0 | 0 | 0 | 0 | 0 | 0 | 1 | 0 | 9 | 9 | 0 | 41 | 0 | 0 | 3.2 | 0 | 0 | 0 | 5.5
0 | 0 | 0 | 0 | 0 | 0 | 0 | 0 | 0 | 0 | 0 | 0 | 0 | 0 | 0 | 0 | 0 | 0 | 0 | 5.5
0 | 0 | 0 | 0 | 0 | 0 | 0 | 0 | 0 | 2 | 0 | 0 | 0 | 0 | 0 | 0 | 0 | 0 | 0 | 5.5
0 | 0 | 0 | 0 | 0 | 0 | 0 | 0 | 0 | 0 | 0 | 0 | 0 | 0 | 0 | 0 | 0 | 0 | 0 | 5.5
0 | 0 | 0 | 0 | 0 | 0 | 10 | 0 | 0 | 3 | 7.4 | 0 | 0 | 0 | 0 | 0 | 0 | 2 | 0 | 0
0 | 0 | 0 | 0 | 7.2 | 6.2 | 0 | 2 | 13 | 1.4 | 1 | 0.2 | 2 | 0 | 13 | 7.3 | 31.2 | 0 | 0 | 0
0 | 0 | 0 | 0 | 0 | 0 | 0 | 0 | 0 | 0 | 0 | 0 | 0 | 0 | 0 | 0 | 0 | 0 | 0 | 0
0 | 0 | 0 | 0 | 0 | 4.2 | 0 | 4.1 | 13 | 0 | 0 | 0 | 0 | 0 | 0 | 0 | 0 | 0 | 0 | 0
3.2 | 6.1 | 2.2 | 0 | 0 | 0 | 0 | 0 | 5 | 0 | 0 | 0 | 0 | 0 | 0 | 0 | 0 | 0 | 0 | 0
0 | 0 | 3 | 5 | 0 | 0 | 0 | 0 | 0 | 0 | 0 | 0 | 0 | 0 | 0 | 2 | 0 | 0 | 0 | 0
0 | 0 | 0 | 4.2 | 0 | 0 | 0 | 0 | 0 | 14.2 | 0.4 | 0 | 0 | 0 | 0 | 0.5 | 0 | 0 | 0 | 0
5.2 | 6.2 | 0 | 0 | 0 | 0 | 0 | 0 | 0 | 41 | 17 | 0 | 12 | 0 | 0 | 2 | 4.4 | 5.2 | 0 | 0
0 | 3.7 | 3 | 0 | 0 | 0 | 0 | 0 | 0 | 0 | 0 | 0 | 2 | 0 | 4 | 6 | 0 | 0 | 0 | 0
2.2 | 4.3 | 2.5 | 10.2 | 0 | 0 | 15.2 | 0 | 1 | 0 | 0 | 10 | 0 | 0 | 4 | 0 | 0 | 0 | 0 | 0
6.8 | 8.1 | 16.8 | 12.4 | 0 | 11.7 | 0 | 2.4 | 1 | 0 | 0 | 0 | 0 | 0 | 0 | 0 | 0 | 0 | 0 | 0
5.3 | 10.4 | 4.3 | 15.2 | 9.2 | 1.5 | 0 | 15 | 0 | 3.6 | 2 | 0 | 0 | 0 | 0 | 0 | 0 | 0 | 0 | 0
3.6 | 5.2 | 4.5 | 0 | 28.4 | 4.2 | 5 | 26.6 | 8 | 1 | 0 | 0 | 0 | 0 | 0 | 0 | 0 | 0 | 0 | 0
0 | 0 | 0 | 0 | 0 | 5 | 2.4 | 6.3 | 3 | 0.5 | 0 | 0 | 0 | 0 | 0 | 4 | 0 | 0 | 0 | 0
2.7 | 0 | 3.4 | 0 | 10 | 0 | 0 | 10 | 5 | 0.5 | 1.2 | 0 | 0 | 0 | 0 | 0 | 0 | 0 | 0 | 0
14.2 | 28.8 | 0 | 0 | 0 | 0 | 0 | 0 | 0 | 0 | 0 | 0 | 0 | 0 | 0 | 0 | 0 | 0 | 0 | 0
19.4 | 22.6 | 0 | 15.4 | 2 | 0 | 0 | 0 | 0 | 0 | 0 | 0 | 0 | 0 | 0 | 0 | 0 | 0 | 0 | 0
16.9 | 23.7 | 27 | 10.2 | 3 | 0 | 0 | 8.3 | 0 | 1.5 | 1 | 0 | 0 | 0 | 0 | 0 | 26.4 | 28.5 | 0 | 0
22.3 | 0 | 27 | 14.5 | 3.2 | 7.2 | 3.2 | 14 | 0 | 2 | 2 | 0 | 5 | 0 | 0 | 13.5 | 5 | 10 | 0 | 0
4.2 | 30 | 10 | 33.5 | 22 | 11.2 | 3 | 0 | 8 | 9.5 | 8 | 2 | 5 | 0 | 0 | 2.1 | 6.3 | 3.2 | 0 | 0
6.5 | 0 | 0 | 40.4 | 38.2 | 3.3 | 0 | 21 | 16 | 3.2 | 1 | 3 | 0 | 0 | 0 | 0 | 0 | 0 | 0 | 0
16.8 | 10.2 | 18.5 | 42.6 | 34.2 | 7.1 | 0 | 10.2 | 6 | 2.5 | 2 | 1 | 2 | 0 | 0 | 0 | 0 | 0 | 1.2 | 0
5.7 | 18.4 | 6 | 47.8 | 22.1 | 4.8 | 0 | 32 | 11 | 4 | 3 | 6 | 0 | 0 | 0 | 0 | 0 | 0 | 1.5 | 0
12.2 | 23.9 | 12 | 45.6 | 12.2 | 4.6 | 0 | 18.4 | 15 | 0 | 0 | 0 | 0 | 0 | 0 | 0 | 0 | 0 | 0 | 0
32 | 36.2 | 24 | 38.4 | 9 | 6.2 | 2 | 8 | 2 | 3 | 1.6 | 2 | 2 | 0 | 0 | 9.3 | 0 | 0 | 1.8 | 0
36.4 | 66.2 | 64 | 58.6 | 20 | 10.2 | 30.5 | 58.3 | 10 | 8.2 | 5 | 10 | 6 | 0 | 0 | 3.4 | 4 | 5.2 | 14.2 | 0
70 | 100 | 89 | 85.2 | 38.1 | 43.6 | 20 | 58.4 | 23 | 14.4 | 12 | 15 | 8 | 0 | 8 | 15.5 | 2 | 3 | 0 | 0
81 | 150 | 0 | 105.4 | 102.2 | 40 | 40 | 149.3 | 45 | 17.8 | 9 | 10 | 14 | 0 | 11 | 7.5 | 4.8 | 7 | 19.8 | 0
42 | 61 | 60 | 108.6 | 76 | 73.8 | 22 | 111.5 | 47 | 30.2 | 18 | 75 | 13 | 0 | 6 | 3.6 | 0 | 5 | 11.4 | 0
70 | 110.4 | 90 | 42.6 | 66 | 53.5 | 99.3 | 80.4 | 48 | 38.4 | 30 | 95 | 13 | 0 | 2 | 2.5 | 9.4 | 5 | 0 | 0
39.1 | 54.2 | 60 | 56.6 | 82.2 | 84 | 8 | 109.2 | 75 | 36.6 | 23 | 95 | 12 | 0 | 3 | 7.2 | 0.4 | 0 | 13.2 | 0
23 | 33.4 | 36 | 42.6 | 52.3 | 25 | 9.5 | 52.1 | 36 | 26.2 | 168 | 17 | 16 | 8 | 0 | 1.6 | 0 | 0 | 2 | 0
65 | 97 | 86 | 50.8 | 57 | 33 | 19.6 | 37.3 | 12 | 3.4 | 2 | 25 | 2 | 2 | 2 | 6.2 | 6 | 7 | 2 | 0
20.3 | 15 | 20 | 48.5 | 33 | 69.8 | 0 | 42 | 0 | 20.4 | 16 | 45 | 12 | 9 | 6 | 0 | 7.2 | 0 | 7.9 | 0
7.1 | 15.7 | 14 | 40.3 | 20 | 13.6 | 7 | 3.4 | 13 | 4.5 | 3 | 35 | 0 | 0 | 0 | 7.3 | 0 | 0 | 0 | 0
12.2 | 16.4 | 17 | 39.4 | 18 | 13.8 | 8.4 | 34.8 | 41 | 3.6 | 1 | 6 | 0 | 0 | 0 | 0 | 0 | 0 | 11.4 | 0
4.2 | 3.4 | 0 | 28.4 | 4 | 6.4 | 1.5 | 9.3 | 8 | 0 | 0 | 0 | 0 | 0 | 0 | 0 | 0 | 0 | 0 | 0
3.6 | 4.8 | 5 | 10.2 | 1.2 | 2 | 0 | 0 | 0 | 0 | 0 | 0 | 0 | 0 | 0 | 0 | 0 | 0 | 0 | 0
13.2 | 18 | 17 | 20.5 | 5.2 | 6 | 4 | 4.6 | 2 | 0 | 1 | 0 | 0 | 0 | 0 | 0 | 0 | 0 | 0 | 0
11.3 | 15.2 | 15 | 42.6 | 18.4 | 14 | 0 | 22 | 8 | 7 | 1 | 1 | 1 | 0 | 0 | 0 | 0 | 0 | 0 | 0
10.1 | 14.4 | 10 | 48.4 | 8.3 | 5.6 | 0 | 6 | 1 | 0 | 2 | 0 | 0 | 0 | 0 | 0 | 0 | 0 | 0 | 0
1 | 0 | 9 | 55.2 | 11.3 | 2.4 | 0 | 6.3 | 1 | 1.4 | 2 | 0 | 0 | 3 | 0 | 15.9 | 0 | 0 | 0 | 0
2.1 | 0 | 0 | 25.6 | 3 | 0 | 0 | 1.6 | 0 | 1.8 | 1 | 0 | 4 | 0 | 9 | 45.7 | 18.3 | 12 | 1.5 | 0
17.3 | 0 | 23 | 10 | 5.2 | 0 | 3 | 5.2 | 2 | 0 | 0 | 0 | 11 | 32 | 27 | 0 | 0 | 0 | 20.8 | 0
0 | 0 | 0 | 14.2 | 40.1 | 0 | 0 | 0 | 2 | 0 | 10.8 | 6 | 0 | 0 | 0 | 14 | 0 | 0 | 4.8 | 0
1 | 0 | 17 | 0 | 0 | 0 | 0.5 | 0 | 0 | 1 | 3 | 0 | 0 | 1 | 0 | 7 | 0 | 10.5 | 2 | 0
0 | 0 | 2 | 12.3 | 2.1 | 0 | 0 | 4.1 | 12 | 5 | 12 | 25 | 4 | 7 | 4 | 1.8 | 13 | 3 | 12.2 | 0
3.7 | 0 | 21 | 15.6 | 2.4 | 8.8 | 2.5 | 13.2 | 6 | 1 | 2 | 0 | 1 | 0 | 0 | 14 | 13.3 | 16.5 | 5.2 | 0
19.5 | 0 | 0 | 17 | 11 | 1.6 | 6 | 28.2 | 14 | 37.4 | 20 | 25 | 25 | 11 | 0 | 3.1 | 9.3 | 12 | 10.3 | 0
2 | 0 | 1.4 | 20.4 | 24.2 | 3 | 12.8 | 29.2 | 0 | 18 | 7 | 8.2 | 10 | 1 | 0 | 6 | 12.2 | 13.5 | 11.1 | 0
3.3 | 0 | 5.2 | 24.2 | 0 | 0 | 0 | 4 | 21.2 | 20.5 | 5 | 4.2 | 2 | 0 | 0 | 1 | 19.4 | 0 | 2 | 0
9 | 18.4 | 4 | 12 | 1.2 | 3.4 | 0 | 0 | 0 | 0 | 0 | 0 | 0 | 15 | 0 | 12 | 0 | 0 | 0 | 0
17.1 | 20 | 0 | 23.6 | 0 | 0 | 0 | 0 | 0 | 0 | 1 | 0 | 13 | 0 | 0 | 2.3 | 0 | 6.4 | 0 | 0
22.3 | 16.4 | 64 | 15.2 | 0 | 0 | 0 | 0 | 0 | 10 | 16 | 5.3 | 9 | 12 | 0 | 0 | 5.4 | 14.2 | 0 | 0
9 | 19.2 | 9 | 10.4 | 3.1 | 8 | 0 | 0 | 1 | 63.4 | 16 | 3.2 | 13 | 0 | 0 | 6 | 50.3 | 0 | 0 | 0
11.1 | 18 | 8 | 9 | 12.2 | 3 | 0 | 0 | 0 | 3.2 | 3 | 0 | 2 | 0 | 4 | 8 | 0 | 0 | 11.8 | 0
5 | 7.4 | 6 | 12.6 | 6.2 | 7 | 4 | 23.1 | 1 | 2 | 1 | 0 | 0 | 0 | 0 | 8 | 0 | 0 | 2.3 | 0
15 | 19.4 | 25 | 47.6 | 2.2 | 9 | 2.5 | 1 | 0 | 1.4 | 2 | 0 | 0 | 0 | 0 | 0 | 0 | 0 | 0 | 0
12.5 | 15 | 23.6 | 66.6 | 40 | 10.6 | 1 | 45.4 | 17 | 10 | 2 | 2.1 | 2 | 0 | 0 | 0 | 0 | 0 | 0 | 0
12.3 | 19 | 19 | 60.6 | 71 | 4.6 | 0 | 96 | 30 | 11.4 | 5 | 0 | 3 | 0 | 0 | 0 | 0 | 0 | 0 | 0
5.2 | 4.2 | 6.2 | 50.4 | 26.1 | 25.6 | 0 | 7.4 | 9 | 0 | 1 | 0 | 0 | 0 | 0 | 0 | 0 | 0 | 0 | 0
7 | 20.4 | 3.4 | 28.6 | 1 | 4.2 | 0 | 0 | 0 | 0 | 0 | 0 | 0 | 0 | 0 | 22.6 | 0.2 | 0 | 24 | 0
3.3 | 0 | 0 | 14.2 | 11 | 0 | 0 | 4.2 | 0 | 0 | 0 | 0 | 3 | 9 | 9 | 0 | 0.5 | 8.6 | 23 | 0
3.2 | 12 | 4 | 12 | 3 | 0 | 0 | 3 | 5 | 9 | 15 | 0 | 19 | 54 | 5 | 7.7 | 14.4 | 5.3 | 4 | 0
11.5 | 16.4 | 26 | 10 | 0 | 3.8 | 4.5 | 5.1 | 5 | 0 | 0 | 25 | 0 | 13 | 36 | 20 | 0 | 10.7 | 3 | 0
3.3 | 0 | 0 | 11 | 0 | 0 | 0 | 2 | 0 | 0 | 0 | 0 | 2 | 0 | 0 | 17.6 | 0 | 0 | 0 | 0
1.7 | 5.6 | 3 | 7.3 | 0 | 0 | 0 | 9.2 | 1 | 0 | 0 | 0 | 0 | 26 | 7 | 6.5 | 0 | 4.5 | 0 | 0
11 | 12.8 | 8.2 | 4.1 | 16 | 0 | 0 | 0 | 0 | 0 | 0 | 0 | 0 | 8 | 0 | 31.9 | 0 | 1.5 | 9 | 0
15 | 12.4 | 22 | 28.4 | 6.4 | 0 | 0 | 9.4 | 8 | 0 | 0 | 0 | 0 | 26 | 0 | 1.5 | 0 | 2 | 0 | 0
16.2 | 22 | 0 | 42.4 | 9 | 0 | 3.5 | 10 | 7 | 5.9 | 2 | 0 | 2 | 0 | 0 | 1 | 0 | 0 | 0 | 0
15 | 21.2 | 14 | 61.8 | 22 | 0 | 0 | 15.2 | 15 | 2.4 | 2 | 0 | 1 | 3 | 8 | 0 | 0 | 1 | 0 | 0
12.8 | 13 | 11.9 | 113.6 | 67.3 | 0 | 0 | 34.2 | 3 | 0 | 1 | 0 | 0 | 0 | 0 | 4.6 | 0 | 0 | 7.2 | 0
5 | 11 | 0 | 19.2 | 7 | 7.2 | 0 | 3.3 | 2 | 0 | 0 | 0 | 0 | 0 | 4 | 0 | 0 | 0 | 0 | 0
25.5 | 32 | 23 | 20.4 | 14.2 | 0 | 0 | 17 | 18 | 0 | 0 | 0 | 0 | 0 | 0 | 18.1 | 0 | 0 | 0 | 0
3 | 0 | 0 | 3.1 | 7.3 | 0 | 0 | 4.2 | 0 | 4 | 0 | 0 | 15 | 3 | 0 | 0 | 0 | 0 | 0 | 0
0 | 0 | 6.2 | 0 | 0 | 14.2 | 0 | 0 | 0 | 9.2 | 0 | 0 | 8 | 0 | 0 | 46.3 | 0 | 5 | 13.3 | 0
5.1 | 0 | 0 | 0 | 5 | 0 | 0 | 0 | 24 | 3.2 | 4 | 60 | 15 | 17 | 46 | 0 | 7.3 | 18.3 | 0 | 0
0 | 0 | 0 | 2 | 0 | 0 | 7 | 7.2 | 1 | 0 | 0 | 0 | 8 | 0 | 5 | 7.8 | 0 | 1 | 26.4 | 0
17.5 | 0 | 10 | 4.1 | 0 | 0 | 2 | 23.2 | 15 | 8.5 | 28 | 75 | 3 | 29 | 6.2 | 6.6 | 14.3 | 2.3 | 5 | 0
3.4 | 0 | 0 | 6.2 | 12 | 0 | 9 | 0 | 3 | 1.5 | 0 | 10 | 0 | 11 | 0 | 28 | 0 | 1.5 | 19.3 | 0
8.2 | 22.6 | 12.3 | 42.6 | 1 | 0 | 0 | 0 | 7 | 24.8 | 18 | 15 | 5 | 3 | 4 | 1.7 | 45.4 | 14 | 7 | 0
4.2 | 5.2 | 0 | 5.1 | 0 | 0 | 0 | 0 | 6 | 26.2 | 18 | 0 | 3 | 0 | 0 | 30.3 | 15.3 | 2.8 | 8.3 | 0
2 | 0 | 46 | 3.2 | 0 | 0 | 15 | 0 | 10.1 | 20 | 10.2 | 0 | 15 | 16 | 14 | 18 | 14.2 | 34 | 47.3 | 0
30 | 40.8 | 0 | 10.2 | 6.2 | 6.4 | 34 | 12.4 | 10 | 32.8 | 33 | 10 | 6 | 0 | 10 | 12.4 | 29.3 | 17.7 | 7.2 | 0
45.5 | 59 | 48 | 0 | 39 | 4 | 0 | 12 | 48 | 3.6 | 7 | 3 | 19 | 23 | 11 | 3.6 | 1.2 | 15.2 | 0 | 0
9.4 | 7 | 3 | 14.2 | 20 | 12.6 | 0 | 1.3 | 5 | 0 | 1 | 0 | 55 | 0 | 0 | 0 | 1.5 | 5.8 | 0 | 0
7.1 | 7.4 | 7 | 56.8 | 8.2 | 12.6 | 0 | 1.2 | 1 | 0 | 0 | 2 | 3 | 0 | 0 | 0 | 0 | 0 | 0 | 0
4.1 | 7.6 | 1.6 | 7.2 | 0 | 0 | 0 | 0 | 0 | 0 | 0 | 0 | 0 | 0 | 0 | 0 | 0 | 0 | 0 | 0
33.2 | 63.2 | 25.3 | 0 | 0 | 0 | 0 | 0 | 0 | 0 | 0 | 0 | 1 | 0 | 0 | 0 | 0 | 0 | 0 | 0
0 | 0 | 6 | 14.2 | 0 | 0 | 0 | 0 | 0 | 0 | 0 | 0 | 0 | 0 | 0 | 0 | 0 | 0 | 0 | 0
0 | 0 | 3 | 28.4 | 0 | 0 | 0 | 0 | 0 | 0 | 0 | 0 | 0 | 0 | 0 | 0 | 0 | 0 | 0 | 0
0 | 0 | 0 | 0 | 0 | 0 | 0 | 0 | 0 | 0 | 0 | 0 | 0 | 3 | 0 | 3 | 0 | 6.3 | 0 | 0
0 | 0 | 0 | 5.1 | 0 | 0 | 0 | 0 | 0 | 6.4 | 0 | 55 | 4 | 0 | 11 | 0 | 42.2 | 0 | 0 | 0
0 | 0 | 0 | 0 | 0 | 0 | 0 | 15 | 0 | 3.6 | 0 | 0 | 29 | 0 | 0 | 3.3 | 15.4 | 0 | 0 | 0
0 | 0 | 0 | 0 | 17.2 | 0 | 0 | 0 | 0 | 0 | 0 | 0 | 1 | 0 | 0 | 25.2 | 0 | 4.2 | 0 | 0
0 | 9.6 | 9 | 0 | 20.2 | 0 | 2.2 | 12.3 | 0 | 1 | 0 | 5 | 1 | 0 | 0 | 2 | 0 | 4.1 | 0 | 0
2 | 0 | 6 | 20.4 | 4.3 | 0 | 0 | 0 | 2 | 2 | 0 | 4 | 11 | 0 | 0 | 2.6 | 0 | 0 | 11.2 | 0
4.1 | 20.8 | 9 | 0 | 0 | 0 | 0 | 5 | 0 | 4.5 | 8 | 30 | 2 | 11 | 0 | 0 | 0 | 13 | 0 | 0
0 | 20 | 14 | 5.2 | 311.1 | 0 | 0.5 | 0 | 0 | 0 | 0 | 0 | 0 | 0 | 0 | 0.5 | 3.6 | 36.2 | 16.5 | 0
10.2 | 42.8 | 19.5 | 7 | 31 | 0 | 0 | 6.4 | 0 | 0 | 0 | 0 | 2 | 0 | 0 | 0.8 | 17.6 | 31.2 | 1.8 | 0
15.3 | 49 | 46 | 50 | 4.3 | 0 | 0 | 0 | 3 | 3.2 | 0 | 0 | 0 | 2 | 0 | 0 | 30.4 | 0 | 6 | 0
29.7 | 0 | 0 | 48.2 | 0 | 0 | 3.5 | 5.4 | 5 | 2 | 0 | 0 | 0 | 0 | 0 | 5.7 | 0 | 0 | 0 | 0
33.4 | 5.8 | 6 | 68.4 | 0 | 0 | 0 | 0.3 | 2 | 0 | 0 | 0 | 3 | 0 | 0 | 12.5 | 0 | 0 | 3.1 | 0
5.1 | 0 | 9 | 0 | 0 | 0 | 0.5 | 3 | 0 | 0 | 0 | 0 | 0 | 0 | 0 | 0 | 0 | 0 | 0 | 0
4 | 20 | 7 | 0 | 4 | 0 | 0 | 3.2 | 0 | 0 | 0 | 0 | 0 | 0 | 0 | 0 | 2.3 | 0 | 0 | 0
10.2 | 10.8 | 12 | 56.8 | 7 | 0 | 0 | 2 | 0 | 0 | 0 | 0 | 0 | 0 | 0 | 0 | 0 | 0 | 0 | 0
8.5 | 8.6 | 5 | 105 | 24 | 9 | 2 | 19.2 | 0 | 0 | 0 | 0 | 0 | 0 | 0 | 0 | 0 | 0 | 0 | 0
0 | 0 | 75 | 75 | 37.2 | 3.8 | 0 | 4 | 4 | 2.4 | 42.3 | 0 | 0 | 0 | 0 | 0 | 0 | 0 | 1.3 | 0
12.4 | 14.4 | 25.8 | 25.8 | 4 | 3.4 | 0 | 0 | 0 | 1.4 | 80 | 0 | 0 | 0 | 0 | 0 | 0 | 5.3 | 0 | 0
0 | 0 | 14.2 | 14.2 | 3.1 | 0 | 0 | 2 | 1 | 0 | 0 | 0 | 0 | 0 | 0 | 0 | 11.2 | 0 | 0 | 0
0 | 25.4 | 0 | 0 | 0 | 0 | 0 | 0 | 0 | 0 | 0 | 0 | 0 | 0 | 0 | 0 | 0 | 0 | 0 | 0
15.2 | 35.2 | 0 | 0 | 0 | 0 | 0 | 0 | 0 | 0 | 0 | 0 | 0 | 0 | 0 | 0.5 | 0 | 0 | 0 | 0
25.8 | 5.2 | 0 | 7.2 | 3 | 4 | 0 | 2.1 | 0 | 0 | 0 | 0 | 0 | 0 | 0 | 0 | 0 | 0 | 0 | 0
5 | 22.6 | 7.2 | 42.6 | 0 | 0 | 0 | 0 | 0 | 0 | 0 | 0 | 0 | 0 | 0 | 5.2 | 0 | 0 | 0 | 0
9.3 | 0 | 42.6 | 50.8 | 0 | 0 | 0 | 12 | 0 | 1.4 | 0 | 0 | 0 | 0 | 0 | 32.4 | 27.9 | 23.3 | 5.6 | 0
10.3 | 12.8 | 50.8 | 56.8 | 11.2 | 12.2 | 18 | 18.3 | 15 | 19.4 | 10 | 15 | 25 | 44 | 29 | 0 | 14.2 | 0 | 33 | 0
1.4 | 0 | 56.8 | 0 | 0 | 0 | 0.5 | 0 | 0 | 1.4 | 1 | 10 | 2 | 0 | 1 | 4.5 | 0 | 2 | 0 | 0
6.5 | 10.9 | 0 | 0 | 3.4 | 17 | 4.5 | 4.2 | 10 | 2.2 | 3 | 25 | 3 | 0 | 5 | 0 | 0 | 22 | 7.5 | 0
9.2 | 12.8 | 20.2 | 20.2 | 0 | 0 | 0.2 | 5.4 | 12 | 52 | 28 | 0 | 25 | 0 | 0 | 36.4 | 2.2 | 0 | 12.7 | 0
3.5 | 0 | 15 | 15 | 3.4 | 0 | 0 | 0 | 0 | 0 | 1 | 20 | 21 | 29 | 24 | 0.5 | 0 | 8.2 | 0 | 0
7 | 0 | 28.4 | 28.4 | 1 | 0 | 0 | 0 | 0 | 0 | 0 | 20 | 0 | 0 | 0 | 1.3 | 3.2 | 0 | 2.8 | 0
8 | 0 | 33.4 | 33.4 | 0 | 0 | 0 | 0 | 0 | 0 | 0 | 0 | 0 | 0 | 0 | 1.5 | 3.3 | 0 | 0 | 0
0 | 6 | 0 | 0 | 0 | 0 | 0 | 6.2 | 3 | 0 | 0 | 18 | 5 | 2 | 0 | 0 | 0 | 0 | 0 | 0
0 | 0 | 8 | 0 | 0 | 0 | 0 | 22.4 | 5 | 0 | 0 | 10 | 0 | 0 | 5 | 3.3 | 0 | 0 | 0 | 0
0 | 0 | 0 | 28.4 | 7 | 2 | 0 | 8.2 | 5 | 2 | 12.5 | 2 | 2 | 0 | 3 | 0 | 0 | 0 | 4.6 | 0
8 | 13.8 | 7.5 | 0 | 0 | 5.4 | 0 | 0 | 0 | 2.6 | 2 | 0 | 0 | 40 | 10 | 0 | 0 | 10.3 | 0 | 0
0 | 27.4 | 19.5 | 10.2 | 22 | 22.2 | 12 | 4.2 | 0 | 6.4 | 10 | 0 | 3 | 24 | 3 | 28.4 | 5.6 | 6.4 | 0 | 0
0 | 20.3 | 0.2 | 0 | 2.1 | 0 | 0 | 0 | 0 | 0 | 0 | 0 | 3 | 11 | 0 | 16.7 | 4.1 | 6.2 | 6.1 | 0
99 | 80.6 | 70.5 | 7 | 8.4 | 0 | 0 | 3.2 | 0 | 33 | 6 | 40 | 52 | 0 | 0 | 0 | 11.4 | 9.1 | 1.3 | 0
10 | 9.4 | 7.2 | 45.6 | 2.3 | 6 | 0 | 8.4 | 0 | 0 | 0.6 | 0 | 0 | 6 | 17 | 46.4 | 6.2 | 7.3 | 3.8 | 0
22 | 39.4 | 28.2 | 28.4 | 3.1 | 0 | 0 | 5 | 0 | 38.6 | 0 | 30 | 53 | 7 | 1.2 | 4 | 7.8 | 13 | 0 | 0
50 | 158 | 115 | 47.6 | 8.4 | 0 | 17 | 23.2 | 6 | 40 | 24 | 20.8 | 71 | 30 | 0 | 34.1 | 18 | 0 | 20.3 | 0
103 | 100 | 115 | 56.8 | 6 | 0 | 1.2 | 4.2 | 5 | 9 | 42 | 3 | 2 | 0 | 30 | 1.5 | 15 | 3 | 5.6 | 0
9 | 5.4 | 35.2 | 75.1 | 25 | 0 | 3.4 | 23.2 | 5 | 3 | 3 | 25 | 2 | 8 | 2 | 0 | 7.1 | 12.3 | 0 | 0
26 | 29 | 25.3 | 96.4 | 7.3 | 0 | 0 | 19.3 | 7 | 3.8 | 1 | 8 | 2 | 0 | 8 | 1 | 7.3 | 2 | 11.7 | 0
18 | 20.4 | 15.5 | 52.6 | 1.1 | 2 | 7 | 2 | 2 | 2.6 | 0 | 4 | 3 | 0 | 0 | 13.5 | 1.3 | 0 | 8.9 | 0
0 | 31.8 | 15.6 | 60 | 10 | 25.2 | 9.5 | 14.1 | 14.1 | 0 | 2 | 7 | 2 | 2 | 8 | 2.1 | 0 | 0 | 1.8 | 0
2 | 10.6 | 18 | 33.4 | 6.3 | 30.5 | 0 | 15.3 | 10 | 2.5 | 0 | 3 | 2 | 2 | 0 | 0 | 0 | 0 | 1 | 0
13.7 | 18.4 | 0 | 19.2 | 0 | 0 | 0 | 4 | 0 | 0 | 0 | 0 | 0 | 0 | 4 | 0 | 0 | 0 | 0 | 0
0 | 0 | 0 | 0 | 0 | 0 | 0 | 0 | 0 | 0 | 0 | 0 | 0 | 0 | 0 | 0 | 0 | 0 | 0 | 0
0 | 0 | 0 | 0 | 0 | 0 | 0 | 4 | 0 | 0 | 0 | 0 | 0 | 0 | 0 | 0 | 0 | 0 | 0 | 0
0 | 0 | 0 | 0 | 0 | 0 | 0 | 0 | 0 | 0 | 0 | 0 | 0 | 0 | 0 | 0 | 0 | 0 | 0 | 0
0 | 0 | 0 | 0 | 0 | 0 | 0 | 0 | 0 | 0 | 0 | 0 | 0 | 0 | 0 | 0 | 0 | 0 | 0 | 0
0 | 0 | 0 | 0 | 0 | 0 | 0 | 0 | 0 | 0 | 0 | 0 | 0 | 0 | 0 | 0 | 0 | 0 | 0 | 0
0 | 0 | 0 | 0 | 0 | 0 | 0 | 0 | 0 | 0 | 0 | 0 | 0 | 0 | 0 | 0 | 0 | 0 | 0 | 0
0 | 0 | 0 | 0 | 0 | 0 | 0 | 0 | 0 | 0 | 0 | 0 | 0 | 0 | 0 | 6.8 | 0 | 0 | 0 | 0
15.3 | 0 | 0 | 0 | 0 | 0 | 0 | 0 | 0 | 0 | 0 | 40 | 3 | 0 | 0 | 0.8 | 0 | 4 | 0 | 0
0 | 0 | 0 | 42.5 | 0 | 0 | 1.5 | 0 | 0 | 1.2 | 1 | 0 | 0 | 29 | 8 | 0 | 17.3 | 0 | 6.3 | 0
0 | 22 | 17 | 0 | 0 | 7 | 1.6 | 0.4 | 0 | 3.8 | 2 | 8 | 3 | 14 | 0 | 9.6 | 0 | 0 | 0 | 0
2 | 0 | 0 | 0 | 5.3 | 4 | 0 | 13.4 | 3 | 0 | 0 | 4 | 2 | 0 | 14 | 1.2 | 0 | 0 | 7.4 | 0
0 | 0 | 0 | 0 | 3.3 | 2 | 0 | 0 | 2.5 | 0 | 0 | 0 | 0 | 0 | 6 | 0 | 0 | 0 | 0 | 0
0 | 0 | 0 | 0 | 0 | 7 | 0 | 0 | 0 | 0 | 0 | 0 | 0 | 0 | 0 | 0 | 0 | 0 | 0 | 0
0 | 0 | 0 | 0 | 0 | 7 | 0 | 0 | 0 | 0 | 0 | 0 | 0 | 0 | 0 | 2.1 | 0 | 0 | 0 | 0
10.5 | 14.2 | 0 | 5 | 11.3 | 7 | 3.2 | 3.3 | 0 | 0 | 0 | 50 | 1 | 0 | 0 | 19.4 | 0 | 0 | 0 | 0
8.5 | 17.8 | 0 | 42.6 | 38 | 0 | 25.5 | 28.2 | 6.3 | 14 | 14 | 48 | 12 | 43 | 43 | 38.8 | 4.3 | 4.3 | 81.3 | 0
3.4 | 0 | 0 | 10.2 | 199 | 0 | 40 | 20 | 330 | 6 | 6 | 95 | 15 | 38 | 38 | 11.7 | 24.6 | 24.6 | 52.6 | 0
0 | 0 | 0 | 0 | 3 | 34 | 9 | 7.4 | 27 | 9 | 10 | 12 | 7 | 8 | 8 | 3.3 | 9.2 | 9.2 | 21.8 | 0
0 | 0 | 0 | 0 | 0 | 0 | 0 | 2 | 6 | 1.8 | 2 | 0 | 5 | 2 | 2 | 2.6 | 2.1 | 2.1 | 2.5 | 0
3.1 | 0 | 10 | 0 | 0 | 5 | 7 | 0 | 0 | 0 | 0 | 0 | 0 | 4 | 4 | 0.5 | 0 | 0 | 2 | 0
0 | 0 | 5 | 0 | 0 | 2 | 0.6 | 2 | 3 | 0 | 2 | 0 | 55 | 0 | 0 | 42.5 | 0 | 0 | 12.2 | 0
8.1 | 0 | 120 | 10.2 | 4.3 | 7 | 9.4 | 8 | 13 | 19.6 | 28 | 120 | 40 | 37 | 37 | 499.3 | 21.2 | 21.2 | 55.9 | 0
60.2 | 0 | 10 | 28.4 | 21 | 67 | 22.6 | 15.2 | 12 | 17 | 19 | 130 | 50 | 38 | 38 | 44.2 | 400.5 | 400.5 | 66 | 0
1.5 | 0 | 21 | 5.2 | 1.2 | 11 | 0 | 5.2 | 7 | 14 | 13 | 25 | 10 | 13 | 13 | 17.9 | 24.3 | 24.3 | 2.8 | 0
3.7 | 0 | 0 | 0 | 0 | 0 | 0 | 0 | 0 | 6.2 | 0 | 15 | 0 | 11 | 11 | 0 | 6.2 | 6.2 | 14 | 0
0 | 0 | 0 | 0 | 0 | 0 | 0.5 | 0 | 0 | 0 | 0 | 0 | 0 | 0 | 0 | 0 | 0 | 0 | 0 | 0
0 | 0 | 0 | 0 | 0 | 2 | 0 | 0 | 0 | 0 | 0 | 0 | 0 | 0 | 0 | 0 | 0 | 0 | 0 | 0
6.5 | 12.4 | 0 | 12.3 | 1.2 | 0 | 0 | 0 | 0 | 0 | 0 | 0 | 0 | 0 | 0 | 0 | 0 | 0 | 0 | 0
0 | 0 | 0 | 0 | 0 | 0 | 0 | 0 | 0 | 0 | 0 | 0 | 0 | 0 | 0 | 0 | 0 | 0 | 0 | 0
0 | 0 | 0 | 0 | 0 | 0 | 0 | 0 | 0 | 0 | 0 | 0 | 0 | 0 | 0 | 0 | 0 | 0 | 0 | 0
0 | 300.2 | 0 | 0 | 0 | 0 | 0 | 0 | 0 | 0 | 0 | 0 | 0 | 0 | 0 | 0 | 0 | 0 | 0 | 0
2 | 0 | 0 | 0 | 0 | 0 | 0 | 0 | 0 | 0 | 0 | 0 | 0 | 0 | 0 | 0 | 0 | 0 | 0 | 0
0 | 40.8 | 0 | 0 | 0 | 0 | 0 | 0 | 0 | 0 | 0 | 0 | 0 | 0 | 0 | 0.6 | 0 | 0 | 2 | 0
0 | 0 | 0 | 0 | 0 | 0 | 0 | 0 | 0 | 0 | 0 | 0 | 0 | 0 | 0 | 6.8 | 0 | 0 | 0 | 0
0 | 0 | 0 | 0 | 0 | 0 | 0 | 0 | 5 | 4.2 | 4 | 0 | 5 | 0 | 0 | 0 | 3.2 | 3.2 | 4.1 | 0
0 | 0 | 0 | 0 | 20.8 | 20.2 | 0 | 0 | 0 | 0 | 0 | 0 | 0 | 0 | 0 | 1.5 | 0 | 0 | 0 | 0
1 | 0 | 0 | 0 | 0 | 0 | 0 | 0.2 | 0 | 0 | 0 | 5 | 0 | 0 | 0 | 15.8 | 0 | 0 | 0 | 0
6 | 5.2 | 11 | 0 | 0 | 0 | 0 | 0 | 0 | 0 | 0 | 0 | 0 | 0 | 0 | 0 | 0 | 0 | 0 | 0
3.1 | 0 | 0 | 0 | 4 | 0 | 0 | 0 | 0 | 0 | 0 | 0 | 0 | 0 | 0 | 0 | 0 | 0 | 24.9 | 0
0 | 0 | 0 | 0 | 0 | 0 | 0 | 0 | 0 | 0 | 0 | 0 | 0 | 0 | 0 | 0 | 0 | 0 | 5.6 | 0
0 | 0 | 0 | 0 | 0 | 0 | 0 | 0 | 0 | 0 | 0 | 0 | 0 | 0 | 0 | 0 | 0 | 0 | 0 | 0
0 | 0 | 0 | 0 | 0 | 0 | 0 | 0 | 0 | 0 | 0 | 0 | 0 | 0 | 0 | 0 | 0 | 0 | 0 | 0
0 | 0 | 0 | 0 | 0 | 0 | 0 | 0 | 0 | 0 | 0 | 0 | 0 | 0 | 0 | 0 | 0 | 0 | 0 | 0
8.7 | 8.3 | 18 | 0 | 0 | 2 | 0 | 0 | 0 | 0 | 0 | 0 | 0 | 0 | 0 | 54 | 0 | 0 | 0 | 0
8.7 | 27.6 | 14 | 0 | 8 | 26.2 | 0 | 1.3 | 2 | 0 | 0 | 4 | 2 | 224.2 | 224.2 | 53 | 57 | 58 | 7.1 | 0
16.5 | 0 | 0 | 10.2 | 17.3 | 0 | 6 | 2 | 4 | 5 | 14 | 90 | 40 | 0 | 0 | 127 | 0 | 0 | 43.2 | 0
0 | 0 | 0 | 0 | 3.1 | 0 | 0 | 0 | 0 | 0 | 6 | 0 | 0 | 0 | 0 | 0 | 0 | 0 | 0 | 0
0 | 0 | 0 | 0 | 0 | 0 | 0 | 0 | 0 | 0 | 10 | 0 | 0 | 0 | 0 | 0 | 0 | 0 | 0 | 0
0 | 0 | 0 | 0 | 0 | 0 | 0 | 0 | 0 | 0 | 2 | 0 | 0 | 6.3 | 6.3 | 0 | 0 | 0 | 0 | 0
0 | 0 | 0 | 0 | 0 | 0 | 0 | 0 | 0 | 0 | 0 | 0 | 0 | 0 | 0 | 0 | 0 | 0 | 0 | 0
0 | 0 | 0 | 0 | 0 | 0 | 0 | 0 | 0 | 0 | 2 | 0 | 0 | 0 | 0 | 0 | 0 | 0 | 0 | 0
0 | 0 | 0 | 0 | 0 | 0 | 0 | 0 | 0 | 1 | 28 | 0 | 0 | 4.8 | 4.8 | 0 | 0 | 7.2 | 0 | 0
0 | 29 | 0 | 0 | 0 | 0 | 0 | 0 | 0 | 2 | 19 | 0 | 5 | 16.4 | 16.4 | 5 | 3.3 | 28.3 | 5.1 | 0
18.9 | 2.6 | 50 | 14.2 | 0 | 8.24 | 8.6 | 4.2 | 4.3 | 10 | 13 | 50 | 40 | 247 | 247 | 47 | 19.4 | 192 | 117.1 | 0
0 | 5.4 | 0 | 0 | 27.1 | 30.4 | 26 | 34.2 | 50 | 72.4 | 0 | 47.5 | 112 | 140 | 140 | 205 | 112.5 | 101 | 283 | 0
0 | 0 | 3 | 0 | 9.3 | 2.2 | 2.2 | 1.4 | 7 | 25 | 0 | 65 | 52 | 44.3 | 44.3 | 174 | 63.3 | 47 | 165.3 | 0
0 | 0 | 15 | 28.4 | 4 | 0 | 0 | 2.3 | 18 | 21 | 0 | 52 | 60 | 0 | 0 | 65 | 42.2 | 14 | 50.8 | 0
6.5 | 16.2 | 0 | 0 | 7.2 | 0 | 0 | 2.5 | 0 | 4 | 0 | 60 | 12 | 33.1 | 33.1 | 19 | 11 | 0 | 14 | 0
4.4 | 0 | 29 | 30.4 | 3.1 | 6.2 | 7 | 0 | 0 | 1.2 | 0 | 0 | 2 | 0.8 | 0.8 | 0 | 0 | 0 | 0 | 0
0 | 0 | 0 | 0 | 0 | 4 | 5 | 0 | 0 | 0 | 0 | 0 | 0 | 0 | 0 | 0 | 0 | 0 | 0 | 0
0 | 0 | 0 | 0 | 0 | 0 | 0 | 0 | 0 | 0 | 0 | 0 | 0 | 0 | 0 | 0 | 0 | 0 | 0 | 0
0 | 0 | 0 | 0 | 0 | 0 | 0 | 0 | 0 | 0 | 0 | 0 | 0 | 0 | 0 | 0 | 0 | 0 | 0 | 0
0 | 0 | 0 | 0 | 0 | 0 | 0 | 0 | 0 | 0 | 0 | 0 | 0 | 0 | 0 | 0 | 0 | 0 | 0 | 0
0 | 0 | 0 | 0 | 0 | 0 | 0 | 0 | 0 | 0 | 0 | 0 | 0 | 0 | 0 | 0 | 0 | 0 | 0 | 0
0 | 0 | 0 | 0 | 0 | 0 | 0 | 0 | 0 | 0 | 0 | 0 | 0 | 0 | 0 | 0 | 0 | 0 | 0 | 0
0 | 0 | 0 | 0 | 0 | 0 | 0 | 0 | 0 | 0 | 0 | 0 | 0 | 0 | 0 | 0 | 0 | 0 | 0 | 0
0 | 0 | 0 | 0 | 0 | 0 | 0 | 0 | 0 | 0 | 0 | 0 | 0 | 0 | 0 | 0 | 0 | 0 | 0 | 0
0 | 0 | 0 | 0 | 0 | 0 | 0 | 0 | 0 | 0 | 0 | 0 | 0 | 0 | 0 | 0 | 0 | 0 | 0 | 0
0 | 0 | 0 | 0 | 0 | 0 | 0 | 0 | 0 | 0 | 0 | 0 | 0 | 0 | 0 | 0 | 0 | 0 | 0 | 0
0 | 0 | 0 | 0 | 0 | 0 | 0 | 0 | 0 | 0 | 0 | 0 | 0 | 0 | 0 | 0 | 0 | 0 | 0 | 0
0 | 0 | 0 | 0 | 0 | 0 | 0 | 0 | 0 | 0 | 0 | 0 | 0 | 0 | 0 | 0 | 0 | 0 | 0 | 0
0 | 0 | 0 | 0 | 0 | 0 | 0 | 0 | 0 | 0 | 0 | 0 | 0 | 0 | 0 | 0 | 0 | 0 | 0 | 0
0 | 0 | 0 | 0 | 0 | 0 | 0 | 0 | 0 | 0 | 0 | 0 | 0 | 0 | 0 | 0 | 0 | 0 | 0 | 0
0 | 0 | 0 | 0 | 0 | 0 | 0 | 0 | 0 | 0 | 0 | 0 | 0 | 0 | 0 | 0 | 0 | 0 | 0 | 0
0 | 0 | 0 | 0 | 0 | 0 | 0 | 0 | 0 | 0 | 0 | 0 | 0 | 0 | 0 | 0 | 0 | 0 | 0 | 0
0 | 0 | 0 | 0 | 0 | 0 | 0 | 0 | 0 | 0 | 0 | 0 | 0 | 0 | 0 | 0 | 0 | 0 | 0 | 5.5
0 | 0 | 0 | 0 | 0 | 0 | 0 | 0 | 0 | 0 | 0 | 0 | 0 | 0 | 0 | 0 | 0 | 0 | 0 | 5.5
0 | 0 | 0 | 0 | 0 | 0 | 0 | 0 | 0 | 0 | 0 | 0 | 0 | 0 | 0 | 0 | 0 | 0 | 0 | 5.5
0 | 0 | 0 | 0 | 0 | 0 | 0 | 0 | 0 | 0 | 0 | 0 | 0 | 0 | 0 | 0 | 0 | 0 | 0 | 5.5
0 | 0 | 0 | 0 | 0 | 0 | 0 | 0 | 0 | 0 | 0 | 0 | 0 | 0 | 0 | 0 | 0 | 0 | 0 | 5.5
0 | 0 | 0 | 0 | 0 | 0 | 0 | 0 | 0 | 0 | 0 | 0 | 0 | 0 | 0 | 0 | 0 | 0 | 0 | 5.5
0 | 0 | 0 | 0 | 0 | 0 | 0 | 0 | 0 | 0 | 0 | 0 | 0 | 0 | 0 | 0 | 0 | 0 | 0 | 5.5
0 | 0 | 0 | 0 | 0 | 0 | 0 | 0 | 0 | 0 | 0 | 0 | 0 | 0 | 0 | 0 | 0 | 0 | 0 | 5.5
0 | 0 | 0 | 0 | 0 | 0 | 0 | 0 | 0 | 0 | 0 | 0 | 0 | 0 | 0 | 0 | 0 | 0 | 0 | 5.5
0 | 0 | 0 | 0 | 0 | 0 | 0 | 0 | 0 | 0 | 0 | 0 | 0 | 0 | 0 | 0 | 0 | 0 | 0 | 5.5
0 | 0 | 0 | 0 | 0 | 0 | 0 | 0 | 0 | 0 | 0 | 0 | 0 | 0 | 0 | 0 | 0 | 0 | 0 | 5.5
0 | 0 | 0 | 0 | 0 | 0 | 0 | 0 | 0 | 0 | 0 | 0 | 0 | 0 | 0 | 0 | 0 | 0 | 0 | 5.5
0 | 0 | 0 | 0 | 0 | 0 | 0 | 0 | 0 | 0 | 0 | 0 | 0 | 0 | 0 | 0 | 0 | 0 | 0 | 5.5
0 | 0 | 0 | 0 | 0 | 0 | 0 | 0 | 0 | 0 | 0 | 0 | 0 | 0 | 0 | 0 | 0 | 0 | 0 | 5.5
0 | 0 | 0 | 0 | 0 | 0 | 0 | 0 | 0 | 0 | 0 | 0 | 0 | 0 | 0 | 0 | 0 | 0 | 0 | 5.5
0 | 0 | 0 | 0 | 0 | 0 | 0 | 0 | 0 | 0 | 0 | 0 | 0 | 0 | 0 | 0 | 0 | 0 | 0 | 5.5
0 | 0 | 0 | 0 | 0 | 0 | 0 | 0 | 0 | 0 | 0 | 0 | 0 | 0 | 0 | 0 | 0 | 0 | 0 | 5.5
0 | 0 | 0 | 0 | 0 | 0 | 0 | 0 | 0 | 0 | 0 | 0 | 0 | 0 | 0 | 0 | 0 | 0 | 0 | 5.5
0 | 0 | 0 | 0 | 0 | 0 | 0 | 0 | 0 | 0 | 0 | 0 | 0 | 0 | 0 | 0 | 0 | 0 | 0 | 5.5
0 | 0 | 0 | 0 | 0 | 0 | 0 | 0 | 0 | 0 | 0 | 0 | 0 | 0 | 0 | 0 | 0 | 0 | 0 | 5.5
0 | 0 | 0 | 0 | 0 | 0 | 0 | 0 | 0 | 0 | 0 | 0 | 0 | 0 | 0 | 0 | 0 | 0 | 0 | 5.5
0 | 0 | 0 | 0 | 0 | 0 | 0 | 0 | 0 | 0 | 0 | 0 | 0 | 0 | 0 | 0 | 0 | 0 | 0 | 5.5
0 | 0 | 0 | 0 | 0 | 0 | 0 | 0 | 0 | 0 | 0 | 0 | 0 | 0 | 0 | 0 | 0 | 0 | 0 | 5.5
0 | 0 | 0 | 0 | 0 | 0 | 0 | 0 | 0 | 0 | 0 | 0 | 0 | 0 | 0 | 0 | 0 | 0 | 0 | 5.5
0 | 0 | 0 | 0 | 0 | 0 | 0 | 0 | 0 | 0 | 0 | 0 | 0 | 0 | 0 | 0 | 0 | 0 | 0 | 5.5
0 | 0 | 0 | 0 | 0 | 0 | 0 | 0 | 0 | 0 | 0 | 0 | 0 | 0 | 0 | 0 | 0 | 0 | 0 | 5.5
0 | 0 | 0 | 0 | 0 | 0 | 0 | 0 | 0 | 0 | 0 | 0 | 0 | 0 | 0 | 0 | 0 | 0 | 0 | 5.5
0 | 0 | 0 | 0 | 0 | 0 | 0 | 0 | 0 | 0 | 0 | 0 | 0 | 0 | 0 | 0 | 0 | 0 | 0 | 5.5
0 | 0 | 0 | 0 | 0 | 0 | 0 | 0 | 0 | 0 | 0 | 0 | 0 | 0 | 0 | 0 | 0 | 0 | 0 | 5.5
0 | 0 | 0 | 0 | 0 | 0 | 0 | 0 | 0 | 0 | 0 | 0 | 0 | 0 | 0 | 0 | 0 | 0 | 0 | 5.5
0 | 0 | 0 | 0 | 0 | 0 | 0 | 0 | 0 | 0 | 0 | 0 | 0 | 0 | 0 | 0 | 0 | 0 | 0 | 5.5
0 | 0 | 0 | 0 | 0 | 0 | 0 | 0 | 0 | 0 | 0 | 0 | 0 | 0 | 0 | 0 | 0 | 0 | 0 | 11
0 | 0 | 0 | 0 | 0 | 0 | 0 | 0 | 0 | 0 | 0 | 0 | 0 | 0 | 0 | 0 | 0 | 0 | 0 | 11
0 | 0 | 0 | 0 | 0 | 0 | 0 | 0 | 0 | 0 | 0 | 0 | 0 | 0 | 0 | 0 | 0 | 0 | 0 | 11
0 | 0 | 0 | 0 | 0 | 0 | 0 | 0 | 0 | 0 | 0 | 0 | 0 | 0 | 0 | 0 | 0 | 0 | 0 | 11
4.5 | 90.6 | 0 | 0 | 0 | 0 | 0 | 0 | 0 | 0 | 0 | 0 | 15 | 0 | 0 | 0 | 0 | 0 | 0 | 11
0 | 0 | 0 | 0 | 0 | 0 | 0 | 0 | 8 | 0 | 0 | 8 | 0 | 0 | 0 | 0 | 0 | 0 | 0 | 11
0 | 0 | 0 | 0 | 0 | 0 | 0 | 0 | 0 | 0 | 0 | 0 | 0 | 0 | 0 | 0 | 0 | 32.2 | 0 | 11
0 | 0 | 0 | 5 | 0 | 0 | 0 | 0 | 0 | 0 | 0 | 0 | 1 | 0 | 0 | 0 | 20 | 0 | 0 | 11
0 | 0 | 2 | 0 | 24.3 | 0 | 0 | 16.1 | 0 | 2 | 2 | 0 | 8 | 0 | 0 | 0 | 0 | 0 | 0 | 11
0 | 0 | 0 | 0 | 0 | 0 | 0 | 0 | 0 | 0 | 0 | 0 | 0 | 0 | 0 | 0 | 0 | 0 | 0 | 11
0 | 0 | 0 | 0 | 0 | 0 | 0 | 0 | 0 | 0 | 0 | 50 | 10 | 0 | 0 | 0 | 2.3 | 13 | 0 | 11
0 | 0 | 0 | 0 | 0 | 0 | 0 | 0 | 0 | 0 | 0 | 0 | 0 | 0 | 0 | 0 | 0 | 0 | 0 | 11
0 | 0 | 0 | 0 | 0 | 0 | 0 | 0 | 0 | 0 | 0 | 0 | 0 | 0 | 0 | 0 | 0 | 0 | 0 | 11
0 | 0 | 0 | 0 | 0 | 0 | 0 | 0 | 0 | 0 | 0 | 0 | 0 | 0 | 0 | 0 | 0 | 0 | 0 | 11
0 | 0 | 0 | 0 | 0 | 0 | 0 | 0 | 0 | 0 | 0 | 0 | 0 | 0 | 0 | 0 | 0 | 0 | 25.4 | 11
0 | 0 | 0 | 0 | 0 | 0 | 0 | 0 | 0 | 0 | 0 | 0 | 0 | 0 | 0 | 0 | 0 | 0 | 0 | 11
0 | 0 | 0 | 0 | 0 | 0 | 0 | 0 | 0 | 0 | 0 | 0 | 0 | 0 | 0 | 0 | 11.3 | 5.1 | 0 | 11
0 | 0 | 0 | 0 | 0 | 0 | 0 | 0 | 0 | 0 | 0 | 0 | 0 | 0 | 0 | 0 | 0 | 0 | 0 | 11
0 | 0 | 0 | 0 | 0 | 0 | 0 | 0 | 0 | 0 | 0 | 0 | 0 | 0 | 0 | 0 | 0 | 0 | 0 | 11
0 | 0 | 0 | 0 | 0 | 0 | 0 | 0 | 0 | 0 | 0 | 0 | 0 | 0 | 0 | 0 | 0 | 0 | 0 | 11
0 | 0 | 0 | 0 | 0 | 0 | 0 | 0 | 0 | 0 | 0 | 0 | 0 | 0 | 0 | 0 | 0 | 0 | 0 | 11
0 | 0 | 0 | 0 | 0 | 0 | 0 | 0 | 0 | 0 | 0 | 0 | 0 | 0 | 0 | 0 | 0 | 0 | 0 | 11
0 | 0 | 0 | 0 | 0 | 0 | 0 | 0 | 0 | 0 | 0 | 0 | 0 | 0 | 0 | 0 | 0 | 0 | 0 | 11
0 | 0 | 0 | 0 | 0 | 0 | 0 | 0 | 0 | 0 | 0 | 0 | 0 | 0 | 0 | 0 | 0 | 0 | 0 | 11
0 | 0 | 0 | 0 | 0 | 0 | 0 | 0 | 0 | 0 | 0 | 0 | 0 | 0 | 0 | 0 | 0 | 0 | 0 | 11
0 | 0 | 0 | 0 | 0 | 0 | 0 | 0 | 0 | 0 | 0 | 0 | 0 | 0 | 0 | 0 | 0 | 0 | 0 | 11
0 | 0 | 0 | 0 | 0 | 0 | 0 | 0 | 0 | 0 | 0 | 0 | 0 | 0 | 0 | 0 | 0 | 0 | 0 | 11
0 | 0 | 0 | 0 | 0 | 0 | 0 | 0 | 0 | 0 | 0 | 0 | 0 | 0 | 0 | 0 | 0 | 0 | 0 | 11
0 | 0 | 0 | 0 | 0 | 0 | 0 | 0 | 0 | 0 | 0 | 0 | 0 | 0 | 0 | 0 | 0 | 0 | 0 | 16.5
0 | 0 | 0 | 0 | 0 | 0 | 0 | 0 | 0 | 0 | 0 | 0 | 0 | 0 | 0 | 0 | 0 | 0 | 0 | 16.5
0 | 0 | 0 | 0 | 0 | 0 | 0 | 0 | 0 | 0 | 0 | 0 | 0 | 0 | 0 | 0 | 0 | 0 | 0 | 16.5
0 | 0 | 0 | 0 | 0 | 0 | 0 | 0 | 0 | 0 | 0 | 0 | 0 | 0 | 0 | 0 | 0 | 0 | 0 | 16.5
0 | 0 | 0 | 0 | 0 | 0 | 0 | 0 | 0 | 0 | 0 | 0 | 0 | 0 | 0 | 0 | 0 | 0 | 0 | 16.5
0 | 0 | 0 | 0 | 0 | 0 | 0 | 0 | 0 | 0 | 0 | 0 | 0 | 0 | 0 | 0 | 0 | 0 | 0 | 16.5
0 | 0 | 0 | 0 | 0 | 0 | 0 | 0 | 0 | 0 | 0 | 0 | 0 | 0 | 0 | 0 | 0 | 0 | 0 | 16.5
0 | 0 | 0 | 0 | 0 | 0 | 0 | 0 | 0 | 0 | 0 | 0 | 0 | 0 | 0 | 0 | 0 | 0 | 0 | 16.5
0 | 0 | 0 | 0 | 0 | 0 | 0 | 0 | 0 | 0 | 0 | 0 | 0 | 0 | 0 | 0 | 0 | 0 | 0 | 16.5
0 | 0 | 0 | 0 | 0 | 0 | 0 | 0 | 0 | 0 | 0 | 0 | 0 | 0 | 0 | 0 | 0 | 0 | 0 | 16.5
0 | 0 | 0 | 0 | 0 | 0 | 0 | 0 | 0 | 0 | 0 | 0 | 0 | 0 | 0 | 0 | 0 | 0 | 0 | 16.5
0 | 0 | 0 | 0 | 0 | 0 | 0 | 0 | 0 | 0 | 0 | 0 | 0 | 0 | 0 | 0 | 0 | 0 | 0 | 16.5
0 | 0 | 0 | 0 | 0 | 0 | 0 | 0 | 0 | 0 | 0 | 0 | 0 | 0 | 0 | 0 | 0 | 0 | 0 | 16.5
0 | 0 | 0 | 0 | 0 | 0 | 0 | 0 | 0 | 0 | 0 | 0 | 0 | 14 | 0 | 20.5 | 0 | 0 | 0 | 16.5
0 | 0 | 0 | 0 | 0 | 0 | 0 | 0 | 0 | 4.5 | 20 | 15 | 31 | 0 | 12 | 0 | 1.2 | 5.8 | 0 | 16.5
0 | 0 | 0 | 0 | 0 | 0 | 0 | 0 | 0 | 0 | 0 | 0 | 0 | 0 | 0 | 0 | 0 | 0 | 0 | 16.5
0 | 2.5 | 0 | 0 | 1.2 | 0 | 0 | 0 | 0 | 0 | 0 | 0 | 0 | 0 | 0 | 0 | 0 | 0 | 0 | 16.5
0 | 0 | 0 | 0 | 0 | 0 | 0 | 0 | 0 | 0 | 0 | 0 | 0 | 0 | 0 | 0 | 0 | 0 | 0 | 16.5
0 | 0 | 0 | 0 | 0 | 0 | 0 | 0 | 0 | 0 | 0 | 0 | 0 | 0 | 0 | 0 | 0 | 0 | 0 | 16.5
0 | 0 | 0 | 0 | 0 | 0 | 0 | 0 | 0 | 0 | 0 | 0 | 0 | 0 | 0 | 0 | 0 | 0 | 0 | 16.5
0 | 0 | 0 | 0 | 0 | 0 | 0 | 0 | 0 | 0 | 0 | 0 | 0 | 0 | 0 | 0 | 0 | 0 | 0 | 16.5
0 | 0 | 0 | 0 | 0 | 0 | 0 | 0 | 0 | 0 | 0 | 0 | 0 | 0 | 0 | 0 | 0 | 0 | 0 | 16.5
0 | 0 | 0 | 0 | 0 | 0 | 0 | 0 | 0 | 0 | 0 | 0 | 0 | 0 | 0 | 0 | 0 | 0 | 0 | 16.5
0 | 0 | 0 | 0 | 0 | 0 | 0 | 0 | 0 | 0 | 0 | 0 | 0 | 0 | 0 | 0 | 0 | 0 | 0 | 16.5
0 | 0 | 0 | 0 | 0 | 0 | 0 | 0 | 0 | 0 | 0 | 0 | 0 | 0 | 0 | 0 | 0 | 0 | 0 | 16.5
0 | 0 | 0 | 0 | 0 | 0 | 0 | 0 | 0 | 10 | 0 | 0 | 0 | 0 | 0 | 0 | 0 | 2.4 | 2 | 16.5
0 | 0 | 0 | 0 | 0 | 0 | 0 | 0 | 0 | 2.6 | 0 | 0 | 0 | 0 | 0 | 0 | 0 | 0 | 0 | 16.5
0 | 0 | 0 | 0 | 0 | 0 | 0 | 0 | 0 | 0 | 0 | 0 | 0 | 0 | 0 | 0 | 0 | 0 | 0 | 16.5
0 | 0 | 0 | 0 | 0 | 0 | 0 | 0 | 0 | 0 | 0 | 0 | 0 | 0 | 0 | 0 | 0 | 0 | 0 | 16.5
0 | 0 | 0 | 0 | 0 | 0 | 0 | 0 | 0 | 0 | 0 | 0 | 0 | 0 | 0 | 0 | 0 | 0 | 0 | 16.5
0 | 0 | 0 | 0 | 0 | 0 | 0 | 0 | 0 | 0 | 0 | 0 | 0 | 0 | 0 | 0 | 0 | 0 | 0 | 16.5
0 | 0 | 0 | 0 | 0 | 0 | 0 | 0 | 0 | 0 | 0 | 0 | 0 | 0 | 0 | 0 | 0 | 0 | 0 | 16.5
0 | 0 | 0 | 0 | 0 | 0 | 0 | 0 | 0 | 0 | 0 | 0 | 0 | 0 | 0 | 0 | 0 | 0 | 0 | 16.5
0 | 0 | 0 | 0 | 0 | 0 | 0 | 0 | 0 | 0 | 0 | 0 | 0 | 0 | 0 | 0 | 0 | 0 | 0 | 16.5
0 | 0 | 0 | 0 | 0 | 6.8 | 4.8571 | 0 | 0 | 0 | 0 | 0 | 0 | 0 | 0 | 0 | 0 | 0 | 0 | 16.5
0 | 0 | 0 | 0 | 0 | 0 | 0 | 0 | 0 | 0 | 0 | 0 | 0 | 0 | 0 | 0 | 0 | 16 | 0 | 16.5
5.2 | 5 | 0 | 16.2 | 4.2 | 0 | 0 | 9.4 | 7 | 1.4 | 11 | 25 | 0 | 0 | 0 | 10.7 | 0.9 | 4 | 0 | 16.5
2.1 | 2.6 | 0 | 0 | 0 | 7.6 | 5.4286 | 0 | 0 | 0 | 0 | 10 | 0 | 0 | 0 | 0 | 0 | 7 | 0 | 16.5
0 | 0 | 0 | 0 | 0 | 0 | 0 | 0 | 0 | 9 | 6 | 0 | 8 | 0 | 0 | 0 | 3.2 | 0 | 0 | 16.5
0 | 0 | 0 | 0 | 0 | 0 | 0 | 0 | 0 | 0 | 0 | 0 | 0 | 4 | 5 | 0 | 0 | 26 | 0 | 16.5
0 | 0 | 0 | 0 | 0 | 0 | 0 | 0 | 0 | 0 | 0 | 0 | 0 | 0 | 0 | 0 | 0 | 4 | 0 | 16.5
0 | 0 | 0 | 0 | 0 | 0 | 0 | 0 | 0 | 7 | 6 | 0 | 0 | 0 | 0 | 0 | 0 | 0 | 0 | 16.5
0 | 0 | 33 | 10.3 | 0 | 6.4 | 4.5714 | 0 | 0 | 0 | 0 | 0 | 0 | 2 | 4 | 29.7 | 0 | 23.8 | 0 | 16.5
22.8 | 0 | 0 | 42.6 | 30.3 | 30.4 | 21.7143 | 11.2 | 0 | 8 | 20 | 0 | 19 | 4 | 8 | 4.5 | 12.4 | 0 | 31.1 | 16.5
0 | 0 | 0 | 0 | 0 | 23 | 16.4286 | 0 | 0 | 0 | 0 | 10 | 0 | 0 | 0 | 0 | 0 | 0 | 0 | 16.5
0 | 0 | 0 | 0 | 0 | 0 | 0 | 0 | 0 | 0 | 0 | 0 | 0 | 0 | 0 | 0 | 0 | 0 | 0 | 16.5
0 | 31.4 | 0 | 0 | 0 | 0 | 0 | 0 | 0 | 0 | 0 | 0 | 0 | 0 | 0 | 0 | 0 | 0 | 0 | 16.5
0 | 0 | 0 | 0 | 0 | 0 | 0 | 0 | 0 | 0 | 0 | 0 | 0 | 0 | 0 | 0 | 0 | 0 | 0 | 16.5
0 | 0 | 0 | 0 | 5 | 0 | 0 | 0 | 0 | 0 | 0 | 0 | 0 | 0 | 0 | 8.3 | 3.5 | 11.6 | 12.7 | 16.5
1.1 | 0 | 13 | 5.2 | 34.1 | 0 | 0 | 0 | 2 | 6 | 2 | 3 | 5 | 0 | 2 | 14 | 0 | 15.4 | 0 | 16.5
5.4 | 0 | 0 | 10.2 | 0 | 23 | 16.4286 | 8.6 | 0 | 12 | 10 | 45 | 14 | 0 | 0 | 13.3 | 8.3 | 0 | 25.4 | 16.5
0 | 0 | 0 | 0 | 4 | 0 | 0 | 21 | 0 | 0 | 0 | 5 | 2 | 0 | 0 | 1.2 | 0 | 0 | 0 | 16.5
0 | 2 | 0 | 0 | 4.2 | 0 | 0 | 6 | 0 | 2.4 | 8 | 0 | 4 | 0 | 0 | 3.3 | 1.3 | 9 | 20.8 | 16.5
1.3 | 9.8 | 0 | 0 | 18.3 | 4.2 | 3 | 1.5 | 3 | 4 | 4 | 5 | 2 | 0 | 0 | 7.4 | 2 | 22 | 4.6 | 16.5
3.1 | 0 | 0 | 14.2 | 0 | 10.8 | 7.7143 | 25.1 | 22 | 1 | 2 | 0 | 4 | 0 | 0 | 0 | 5.3 | 0 | 24.1 | 16.5
4 | 0 | 0 | 0 | 14.2 | 0 | 0 | 0 | 0 | 0 | 0 | 0 | 0 | 0 | 8 | 0 | 0 | 0 | 0 | 16.5
6.2 | 0 | 0 | 8.1 | 0 | 5.6 | 4 | 25 | 25 | 27 | 0 | 24 | 16 | 0 | 0 | 0 | 0 | 0 | 5.1 | 16.5
0 | 7 | 0 | 0 | 0 | 0 | 0 | 0 | 0 | 0 | 24 | 2 | 0 | 2 | 4 | 3.5 | 2 | 0 | 0 | 16.5
0 | 9.2 | 0 | 0 | 0 | 0 | 0 | 0 | 0 | 0 | 0 | 0 | 0 | 0 | 4.3 | 9.4 | 0 | 0 | 0 | 16.5
0 | 0 | 0 | 0 | 0 | 0 | 0 | 0 | 0 | 0 | 0 | 0 | 0 | 0 | 0 | 0 | 1.6 | 0 | 0 | 16.5
0 | 0 | 0 | 0 | 0 | 0 | 0 | 0 | 0 | 0 | 0 | 0 | 0 | 0 | 0 | 0 | 0 | 0 | 0 | 16.5
0 | 0 | 0 | 0 | 0 | 0 | 0 | 22 | 0 | 0 | 0 | 0 | 0 | 0 | 0 | 0 | 0 | 0 | 0 | 5.5
0 | 0 | 0 | 0 | 14 | 0 | 0 | 16 | 3 | 0 | 0 | 0 | 0 | 0 | 0 | 0 | 0 | 0 | 0 | 5.5
0 | 0 | 0 | 0 | 0 | 0 | 0 | 0 | 0 | 0 | 0 | 0 | 0 | 0 | 0 | 0 | 0 | 0 | 8.4 | 5.5
0 | 27.4 | 0 | 0 | 0 | 0 | 0 | 0 | 0 | 0 | 0 | 0 | 16 | 0 | 0 | 0 | 0 | 0 | 2 | 5.5
0 | 0 | 26 | 0 | 0 | 0 | 0 | 0 | 0 | 0 | 0 | 0 | 0 | 15.3 | 2 | 15.3 | 0 | 17.6 | 0 | 5.5
16.6 | 0 | 4 | 56.8 | 39.2 | 0 | 0 | 52 | 18 | 15 | 20 | 20 | 16 | 0 | 0 | 0 | 9 | 15.4 | 0 | 5.5
3.2 | 43 | 17.1 | 28.4 | 4.1 | 0 | 0 | 1 | 0 | 0.5 | 1 | 0 | 0 | 0 | 0 | 0 | 4.8 | 0 | 13.2 | 5.5
26.4 | 0 | 0 | 30.4 | 2 | 0 | 0 | 0 | 0 | 0 | 0 | 0 | 0 | 0 | 0 | 0 | 0 | 0 | 0 | 5.5
0 | 0 | 0 | 0 | 3.4 | 0 | 0 | 0 | 0 | 2.5 | 0 | 0 | 0 | 0 | 0 | 0 | 0 | 0 | 1.3 | 5.5
0 | 0 | 9 | 0 | 10.4 | 0 | 0 | 0 | 0 | 0 | 0 | 0 | 0 | 0 | 0 | 0 | 0 | 0 | 1.5 | 5.5
11.3 | 15.2 | 3 | 61.8 | 6 | 0 | 0 | 0 | 0 | 0 | 0 | 0 | 0 | 0 | 0 | 0 | 0 | 0 | 1.3 | 5.5
0.5 | 8.6 | 0 | 25.3 | 1.2 | 3.2 | 2.2857 | 20 | 0 | 0 | 0 | 0 | 0 | 0 | 0 | 0 | 0 | 0 | 0 | 5.5
4.1 | 0 | 0 | 23.2 | 5.2 | 0 | 0 | 24 | 0 | 0 | 0 | 0 | 0 | 0 | 0 | 0 | 0 | 0 | 0 | 5.5
0.6 | 32.4 | 0 | 19.2 | 16.3 | 0 | 0 | 0 | 0 | 7.6 | 3 | 0 | 11 | 5 | 7 | 10.2 | 0 | 22.6 | 0 | 5.5
31.2 | 0 | 0 | 71 | 38.4 | 6.4 | 4.5714 | 10 | 0 | 0 | 2 | 0 | 0 | 0 | 0 | 0 | 3.6 | 0 | 6.3 | 5.5
0.9 | 0 | 0 | 56.8 | 1 | 0 | 0 | 0.2 | 0 | 0 | 0 | 0 | 0 | 0 | 0 | 0 | 0 | 3 | 0 | 5.5
4.5 | 0 | 0 | 15.2 | 3 | 0 | 0 | 8 | 0 | 0 | 0 | 0 | 0 | 0 | 0 | 0 | 0 | 0 | 0 | 5.5
3.6 | 10 | 0 | 0 | 1.2 | 0 | 0 | 3 | 0 | 4 | 3 | 0 | 0 | 0 | 0 | 0 | 0 | 2 | 0 | 5.5
15.5 | 12.4 | 0 | 0 | 14.1 | 0 | 0 | 0 | 0 | 0 | 0 | 0 | 13 | 0 | 0 | 4.8 | 10.2 | 5.2 | 0 | 5.5
6.5 | 16.2 | 0 | 20 | 13.4 | 0 | 0 | 0 | 0 | 0 | 8 | 0 | 22 | 0 | 13.2 | 10.7 | 0 | 0 | 0 | 5.5
0 | 0 | 0 | 42.6 | 15 | 0 | 0 | 11 | 0 | 8.6 | 14 | 40 | 15 | 6 | 1 | 0 | 2 | 0 | 0 | 5.5
0 | 30 | 0 | 42.4 | 4 | 0 | 0 | 5.5 | 0 | 1 | 0 | 3 | 0 | 7 | 0 | 0 | 0 | 0 | 0 | 5.5
18.5 | 50.2 | 100 | 50.6 | 9.1 | 0 | 0 | 9 | 0 | 0 | 0 | 0 | 0 | 0 | 0 | 0 | 0 | 20 | 0 | 5.5
10.6 | 33 | 38 | 56.4 | 26 | 0 | 0 | 16.3 | 0 | 7.6 | 6 | 3 | 9 | 0 | 0 | 4.3 | 5 | 5 | 10.4 | 5.5
24.7 | 30.2 | 22 | 54.8 | 2.4 | 2.4 | 1.7143 | 18.4 | 0 | 7.6 | 6 | 15 | 6 | 0 | 9.5 | 7.2 | 2 | 0 | 0 | 5.5
25.6 | 15.4 | 16 | 52.3 | 0 | 20.2 | 14.4286 | 23.3 | 0.9 | 6 | 2 | 10 | 3 | 12 | 0 | 0 | 1.3 | 0 | 3.3 | 5.5
15.8 | 0 | 15 | 28.2 | 14.2 | 22 | 15.7143 | 3.4 | 0 | 0 | 0 | 3 | 0 | 0 | 5 | 7.8 | 0 | 0 | 3.1 | 5.5
0 | 0 | 38 | 0 | 3 | 0 | 0 | 0 | 0 | 0 | 0 | 2 | 0 | 3 | 0 | 0 | 0 | 0 | 0 | 5.5
0 | 60.2 | 30 | 15.1 | 25 | 0 | 0 | 0 | 0 | 0 | 0 | 0 | 0 | 0 | 0 | 8.1 | 1.3 | 0 | 0 | 5.5
32.3 | 48.4 | 75 | 18 | 0 | 2.4 | 1.7143 | 0 | 0 | 0 | 0 | 3 | 0 | 0 | 0 | 0 | 6.4 | 0 | 0 | 5.5
18.7 | 9.8 | 0 | 48.1 | 0 | 14.4 | 10.2857 | 28.3 | 0 | 4 | 1 | 0 | 2 | 0 | 8 | 0 | 4.6 | 0 | 0 | 5.5
3.4 | 0 | 0 | 7 | 4.3 | 17.2 | 12.2857 | 0 | 0 | 0 | 0 | 0 | 0 | 0 | 0 | 3.6 | 1.5 | 0 | 0 | 0
2.3 | 0 | 0 | 28.4 | 1.1 | 0 | 0 | 0 | 0 | 0 | 0 | 0 | 5 | 0 | 0 | 0 | 0 | 0 | 0 | 0
0 | 0 | 20 | 16.2 | 0 | 0 | 0 | 0 | 0 | 0 | 0 | 0 | 0 | 0 | 0 | 0 | 0 | 0 | 0 | 0
7.2 | 73 | 10.4 | 14.2 | 2 | 0 | 0 | 0 | 0 | 0 | 0 | 0 | 0 | 0 | 0 | 0 | 0 | 0 | 0 | 0
0 | 0 | 0 | 20.3 | 6.2 | 0 | 0 | 0 | 0 | 0 | 0 | 0 | 0 | 0 | 0 | 0 | 0 | 0 | 0 | 0
4.3 | 0 | 0 | 30.4 | 0 | 0 | 0 | 0 | 0 | 0 | 0 | 0 | 0 | 0 | 0 | 9.5 | 0 | 8.6 | 0 | 0
2.2 | 0 | 0 | 3.1 | 0 | 0 | 0 | 0 | 0 | 0 | 0 | 0 | 0 | 0 | 0 | 0 | 33.2 | 11 | 10.9 | 0
0 | 0 | 19 | 56.8 | 11 | 29 | 20.7143 | 0 | 0 | 0 | 0 | 0 | 0 | 0 | 0 | 0 | 0 | 0 | 0 | 0
36.4 | 49.4 | 0 | 58.6 | 10 | 0 | 0 | 0 | 0 | 0 | 0 | 10 | 0 | 0 | 0 | 0 | 0 | 0 | 0 | 0
1.3 | 0 | 9.5 | 19.2 | 1 | 0 | 0 | 5.2 | 1 | 0 | 0 | 0 | 0 | 0 | 0 | 0 | 0 | 0 | 0 | 0
6.3 | 0 | 22 | 22.1 | 3 | 0 | 0 | 3.3 | 0 | 0 | 0 | 0 | 0 | 0 | 0 | 0 | 0 | 0 | 0 | 0
9.5 | 0 | 25 | 30.4 | 35.3 | 0 | 0 | 25.1 | 10 | 5 | 0 | 2 | 3 | 0 | 0 | 0 | 0 | 0 | 0 | 0
30.2 | 12 | 30 | 45.5 | 27 | 0 | 0 | 26.1 | 14 | 5.6 | 2 | 15 | 0 | 0 | 0 | 0 | 0 | 0 | 0 | 0
24.3 | 0 | 32 | 61.8 | 36 | 28.2 | 20.1429 | 31 | 7 | 2 | 2 | 0 | 0 | 0 | 0 | 0 | 0 | 0 | 0 | 0
9.2 | 26.8 | 15 | 14.2 | 1.3 | 8.2 | 5.8571 | 4.1 | 0 | 0 | 0 | 0 | 0 | 0 | 0 | 2.3 | 4.2 | 0 | 0 | 0
5.4 | 30.2 | 5 | 14.5 | 20.3 | 9.8 | 7 | 29 | 0 | 3 | 2 | 0 | 0 | 0 | 0 | 0 | 2 | 0 | 1.3 | 0
6.3 | 37.6 | 5 | 14.2 | 21.1 | 2.2 | 1.5714 | 49.6 | 0 | 5.5 | 2 | 2 | 0 | 0 | 0 | 0 | 0 | 0 | 0 | 0
22.4 | 0 | 62 | 42.6 | 27 | 0 | 0 | 23.6 | 0 | 1.6 | 1 | 2 | 0 | 0 | 0 | 6.4 | 0 | 0 | 0 | 0
40 | 0 | 0 | 56 | 44 | 0 | 0 | 67.8 | 3 | 15 | 9 | 10 | 5 | 0 | 0 | 0 | 5.3 | 0 | 3.8 | 0
20 | 52.6 | 0 | 28 | 26 | 0 | 0 | 34.8 | 9 | 5.4 | 5 | 10 | 2 | 0 | 0 | 0 | 0 | 0 | 0 | 0
6.4 | 0 | 0 | 45.6 | 13 | 0 | 0 | 26.4 | 10 | 0 | 0 | 0 | 0 | 0 | 0 | 0 | 0 | 0 | 0 | 0
2.4 | 0 | 0 | 4.1 | 0 | 2.5 | 1.7857 | 0 | 19 | 0 | 0 | 0 | 0 | 0 | 0 | 0 | 0 | 0 | 2.5 | 0
0 | 17.8 | 0 | 15 | 0 | 0 | 0 | 0 | 7 | 0 | 0 | 0 | 0 | 0 | 0 | 0 | 0 | 0 | 0 | 0
0 | 0 | 0 | 28 | 1.3 | 0 | 0 | 0 | 0 | 0 | 0 | 0 | 0 | 0 | 0 | 0 | 0 | 0 | 0 | 0
5.6 | 0 | 0 | 1.2 | 0 | 0 | 0 | 0 | 0 | 0 | 0 | 0 | 0 | 0 | 0 | 0 | 0 | 0 | 0 | 0
0 | 0 | 0 | 0 | 3.3 | 0 | 0 | 0 | 0 | 0 | 0 | 0 | 0 | 0 | 0 | 0 | 0 | 0 | 0 | 0
0 | 0 | 0 | 0 | 0 | 0 | 0 | 0 | 0 | 0 | 0 | 0 | 0 | 0 | 0 | 0 | 0 | 0 | 0 | 0
2.3 | 0 | 0 | 14.5 | 11.2 | 0 | 0 | 0 | 0 | 0 | 0 | 0 | 0 | 0 | 0 | 0 | 0 | 0 | 0 | 0
0 | 0 | 0 | 0 | 0 | 0 | 0 | 0 | 0 | 0 | 0 | 0 | 0 | 0 | 0 | 0 | 0 | 0 | 0 | 0
0 | 0 | 0 | 0 | 0 | 0 | 0 | 0 | 0 | 0 | 0 | 0 | 0 | 0 | 0 | 0 | 0 | 0 | 0 | 0
0 | 0 | 0 | 0 | 0 | 0 | 0 | 0 | 0 | 1 | 0 | 0 | 0 | 0 | 0 | 0 | 0 | 0 | 0 | 0
0 | 0 | 0 | 0 | 0 | 0 | 0 | 0 | 0 | 0 | 0 | 0 | 0 | 0 | 0 | 0 | 8.3 | 0 | 0 | 0
6.5 | 0 | 0 | 0 | 0 | 0 | 0 | 0 | 0 | 0 | 0 | 0 | 0 | 0 | 0 | 12.8 | 0 | 0 | 0 | 0
3.7 | 7.6 | 0 | 28.4 | 6.1 | 0 | 0 | 0 | 4 | 4.6 | 0 | 2 | 0 | 0 | 0 | 3.5 | 6.3 | 0 | 5.6 | 0
0 | 12 | 3 | 30.9 | 2.1 | 0 | 0 | 0 | 0 | 9.6 | 1 | 10 | 0 | 0 | 0 | 9 | 0 | 0 | 13.2 | 0
9.6 | 17 | 32 | 42.6 | 11 | 4.2 | 3 | 0 | 1 | 0 | 0 | 0 | 0 | 0 | 0 | 5.5 | 0 | 24 | 0 | 0
14.2 | 12 | 2 | 14.2 | 3.2 | 0 | 0 | 7.8 | 1 | 0.5 | 27 | 0 | 20 | 0 | 0 | 0 | 31.9 | 0 | 3.6 | 0
13.4 | 17 | 7 | 12.2 | 1 | 0 | 0 | 5.6 | 1 | 0 | 0 | 0 | 0 | 0 | 0 | 0 | 5.2 | 13 | 0 | 0
0 | 11.6 | 14 | 50.6 | 9.3 | 0 | 0 | 9.6 | 0 | 6.8 | 8 | 0 | 0 | 0 | 0 | 0 | 6.3 | 6 | 10.2 | 0
6.3 | 22 | 0 | 14.2 | 2.1 | 0 | 0 | 9 | 5 | 2.6 | 2 | 4 | 0 | 0 | 0 | 0 | 2.2 | 0 | 0 | 0
4.8 | 0 | 0 | 0 | 8 | 0 | 0 | 21.8 | 5 | 3 | 1 | 2 | 0 | 0 | 0 | 5.5 | 0 | 0 | 0 | 0
0 | 0 | 1 | 0 | 3 | 0 | 0 | 5.4 | 0 | 0 | 0 | 0 | 0 | 0 | 0 | 0 | 0 | 0 | 4.6 | 0
1.2 | 36.2 | 19 | 18.2 | 2 | 0 | 0 | 1.6 | 0 | 1 | 1 | 0 | 0 | 4 | 0 | 0 | 0 | 0 | 0 | 0
3.2 | 44 | 5 | 5.1 | 10 | 0 | 0 | 15.4 | 2 | 1 | 1 | 0 | 0 | 0 | 0 | 0 | 0 | 0 | 0 | 0
2.6 | 39 | 27 | 3 | 1 | 0 | 0 | 1.8 | 1 | 1 | 0 | 0 | 0 | 0 | 0 | 2.7 | 0 | 0 | 0 | 0
17.2 | 68 | 39 | 42.7 | 45.2 | 0 | 0 | 14 | 2 | 4 | 2 | 0 | 0 | 0 | 0 | 20.2 | 0 | 4 | 5.1 | 0
0 | 73 | 84 | 50.6 | 69 | 0 | 0 | 63.4 | 26 | 22 | 10 | 45 | 0 | 4 | 0 | 11.5 | 1.2 | 26 | 5.8 | 0
50 | 52 | 41 | 75.6 | 97 | 0 | 0 | 119.4 | 45 | 43 | 26 | 4 | 0 | 23 | 0 | 0 | 13.5 | 0 | 15.7 | 0
48.3 | 32 | 40 | 55.4 | 70 | 0 | 0 | 71.8 | 46 | 12 | 5 | 77 | 5 | 0 | 0 | 0 | 3 | 0 | 20.1 | 0
25.2 | 21 | 35 | 45.6 | 24 | 0 | 0 | 25.3 | 13 | 3 | 2 | 3 | 1 | 3 | 0 | 0 | 0 | 0 | 1.5 | 0
40.5 | 23.2 | 21 | 30.4 | 9 | 0 | 0 | 31.6 | 4 | 6.5 | 3 | 2 | 4 | 5 | 0 | 0 | 1.3 | 0 | 0 | 0
27.7 | 10.8 | 33 | 50.8 | 26 | 0 | 0 | 9 | 5 | 7.2 | 3 | 2 | 5 | 4 | 0 | 6.3 | 1.5 | 3.6 | 1.3 | 0
31.3 | 30.1 | 15 | 48.3 | 46.2 | 0 | 0 | 34 | 20 | 7 | 6 | 2 | 10 | 6 | 0 | 4 | 1.2 | 0 | 5.1 | 0
38.6 | 46 | 20 | 40.1 | 20 | 0 | 0 | 33 | 20 | 13 | 8 | 12 | 9 | 0 | 0 | 0 | 1.3 | 0 | 0 | 0
7.4 | 14 | 27 | 35.4 | 5.1 | 0 | 0 | 7.3 | 5 | 1 | 0 | 3 | 1 | 0 | 0 | 0 | 0 | 0 | 2.5 | 0
27.1 | 20.3 | 28 | 28.4 | 38.2 | 0 | 0 | 38.5 | 12 | 6.6 | 40 | 10 | 2 | 0 | 0 | 0 | 2 | 0 | 0 | 0
8.7 | 0 | 14 | 42.6 | 40 | 0 | 0 | 42.4 | 23 | 7.6 | 2 | 0 | 2 | 0 | 0 | 0 | 0 | 0 | 0 | 0
17.3 | 0 | 13 | 48.5 | 23 | 0 | 0 | 37.6 | 15 | 2.2 | 1 | 1 | 0 | 0 | 0 | 0 | 0 | 0 | 0 | 0
16.8 | 0 | 5 | 50.6 | 20 | 0 | 0 | 16 | 13 | 1.8 | 0 | 5 | 0 | 0 | 0 | 0 | 0 | 0 | 0 | 0
9.2 | 0 | 21 | 35.4 | 16 | 0 | 0 | 13.6 | 2 | 0 | 0 | 1 | 0 | 0 | 0 | 0 | 0 | 0 | 0 | 0
15.7 | 5.3 | 12 | 50.6 | 13 | 0 | 0 | 38 | 22 | 5 | 2.4 | 5 | 0 | 0 | 0 | 0 | 0 | 0 | 0 | 0
10.8 | 4.2 | 10 | 28.4 | 10 | 2.8 | 2 | 19 | 14 | 6 | 7.8 | 3 | 1 | 0 | 0 | 0 | 0 | 0 | 0 | 0
11 | 0 | 2 | 49.2 | 3 | 8.4 | 6 | 8.6 | 22 | 2 | 1 | 1 | 2 | 0 | 0 | 0 | 0 | 0 | 0 | 0
2.1 | 0 | 6 | 10.1 | 4 | 13.2 | 9.4286 | 4.4 | 0 | 0 | 0 | 0 | 0 | 0 | 0 | 0 | 0 | 0 | 0 | 0
5.4 | 9.4 | 7 | 25 | 5.2 | 11.2 | 8 | 7 | 2 | 1.4 | 2 | 0 | 0 | 0 | 0 | 0 | 0 | 0 | 0 | 0
2.2 | 0 | 12 | 10.2 | 7 | 54.2 | 38.7143 | 8.4 | 0 | 0 | 0 | 0 | 0 | 0 | 0 | 0 | 0 | 0 | 0 | 0
15.8 | 36.2 | 19 | 15 | 6 | 28.6 | 20.4286 | 6 | 1 | 1 | 1 | 0 | 0 | 0 | 0 | 0 | 0 | 0 | 0 | 0
19.5 | 32.4 | 12 | 13.4 | 42 | 38.2 | 27.2857 | 13.2 | 1 | 1 | 0 | 0 | 0 | 0 | 0 | 0 | 0 | 0 | 0 | 0
17 | 27.3 | 20 | 22 | 11.1 | 43.6 | 31.1429 | 4.4 | 0 | 0 | 1 | 0 | 0 | 0 | 0 | 0 | 0 | 0 | 0 | 0
0 | 28.6 | 0 | 652.6 | 84 | 11 | 7.8571 | 24 | 0 | 2.5 | 2 | 0 | 0 | 0 | 0 | 9 | 0 | 0 | 0 | 0
21.8 | 0 | 0 | 9.4 | 26.2 | 32.2 | 23 | 29.8 | 14 | 4.5 | 6 | 5 | 5 | 3 | 6 | 0 | 1.3 | 0 | 4.1 | 0
3.7 | 0 | 3 | 16.1 | 15.2 | 24.2 | 17.2857 | 10.2 | 70 | 8 | 3 | 0 | 2 | 8 | 4 | 0 | 1.2 | 0 | 0 | 0
7.6 | 0 | 6 | 10 | 0 | 16.2 | 11.5714 | 1.8 | 0 | 0 | 0 | 0 | 0 | 0 | 0 | 0 | 0 | 0 | 0 | 0
0 | 0 | 6 | 7 | 1 | 12.2 | 8.7143 | 0 | 0 | 0 | 0 | 0 | 0 | 0 | 5 | 0 | 0 | 0 | 0 | 0
0 | 0 | 0 | 0 | 0 | 2.8 | 2 | 0 | 0 | 0 | 0 | 0 | 0 | 0 | 0 | 0 | 0 | 0 | 0 | 0
0 | 0 | 0 | 0 | 0 | 0 | 0 | 0 | 0 | 0 | 0 | 0 | 0 | 0 | 0 | 0 | 0 | 0 | 0 | 0
5.7 | 20.2 | 0 | 8.4 | 0 | 0 | 0 | 0 | 0 | 0 | 0 | 0 | 0 | 0 | 20 | 20 | 0 | 31 | 0 | 0
3.5 | 12 | 35 | 5.2 | 7 | 0 | 0 | 0 | 0 | 16 | 28 | 0 | 16 | 17 | 44 | 0 | 22 | 45 | 0 | 0
11.3 | 17.4 | 14 | 0 | 1.3 | 0 | 0 | 1.2 | 5 | 12.6 | 26 | 30 | 64 | 24 | 0 | 3.1 | 38.2 | 0 | 0 | 0
10.7 | 6.8 | 5 | 0 | 0 | 0 | 0 | 0 | 0 | 0 | 0 | 0 | 0 | 0 | 0 | 0 | 0 | 0 | 2.5 | 0
8.4 | 80 | 48 | 0 | 0 | 2 | 1.4286 | 2.1 | 2 | 0 | 1 | 0 | 0 | 5 | 0 | 0 | 0 | 0 | 0 | 0
47 | 0 | 0 | 0 | 0 | 0 | 0 | 0 | 0 | 11.6 | 0 | 7 | 0 | 0 | 0 | 6.3 | 0 | 0 | 2.8 | 0
8.7 | 0 | 5 | 14.3 | 3 | 2.8 | 2 | 0.3 | 0 | 1.4 | 0 | 0 | 0 | 0 | 0 | 3 | 0 | 0 | 0 | 0
0 | 0 | 0 | 0 | 3 | 5.2 | 3.7143 | 0 | 0 | 0 | 0 | 0 | 15 | 4 | 0 | 0 | 0 | 0 | 0 | 0
2.2 | 0 | 0 | 0 | 0 | 0 | 0 | 0 | 0 | 0 | 0 | 3 | 0 | 0 | 0 | 0 | 0 | 0 | 0 | 0
0 | 0 | 6 | 0 | 0 | 0 | 0 | 0 | 0 | 0 | 0 | 0 | 8 | 0 | 0 | 0 | 0 | 0 | 7.5 | 0
6.3 | 14.2 | 0 | 15.4 | 16 | 0 | 0 | 14.2 | 7 | 0.5 | 0 | 0 | 0 | 0 | 0 | 0 | 0 | 0 | 0 | 0
5.7 | 3.4 | 5 | 28.2 | 20 | 0 | 0 | 5.4 | 1 | 2.6 | 0 | 0 | 0 | 0 | 0 | 2.5 | 0 | 0 | 0 | 0
0 | 0 | 6 | 6 | 3.2 | 3 | 2.1429 | 4.2 | 0 | 0 | 0 | 0 | 0 | 0 | 0 | 0 | 0 | 0 | 0 | 0
0 | 0 | 0 | 0 | 1 | 3.2 | 2.2857 | 3.4 | 0 | 1.2 | 0 | 0 | 0 | 0 | 0 | 0 | 0 | 0 | 0 | 0
0 | 0 | 0 | 0 | 15.4 | 7.2 | 5.1429 | 4.1 | 0 | 0 | 0 | 0 | 0 | 0 | 0 | 0 | 0 | 0 | 0 | 0
17.7 | 24 | 17 | 16.4 | 3.3 | 12.2 | 8.7143 | 5.8 | 0 | 0 | 0 | 0 | 0 | 0 | 0 | 0 | 0 | 0 | 0 | 0
23.7 | 23.3 | 0 | 10.2 | 0 | 21.2 | 15.1429 | 7 | 4 | 0 | 0 | 0 | 0 | 9 | 0 | 0 | 0 | 0 | 0 | 0
0 | 8.2 | 0 | 3 | 3.1 | 3 | 2.1429 | 14.4 | 6 | 3 | 2 | 2 | 0 | 0 | 0 | 0 | 0 | 0 | 0 | 0
0 | 0 | 0 | 2.2 | 40.4 | 2.6 | 1.8571 | 13.7 | 6 | 0 | 0 | 0 | 0 | 0 | 0 | 0 | 0 | 0 | 0 | 0
0 | 8.4 | 0 | 0 | 18.3 | 5 | 3.5714 | 1.5 | 0 | 0 | 0 | 0 | 0 | 0 | 0 | 0 | 0 | 0 | 0 | 0
7.4 | 0 | 4 | 0 | 9 | 0 | 0 | 0 | 0 | 0 | 0 | 0 | 0 | 0 | 0 | 0 | 0 | 0 | 0 | 0
2.5 | 0 | 4 | 0 | 3 | 0 | 0 | 0 | 0 | 0.5 | 0 | 0 | 0 | 3 | 0 | 0 | 0 | 0 | 0 | 0
0 | 0 | 0 | 0 | 1 | 0 | 0 | 0 | 0 | 0 | 0 | 0 | 0 | 0 | 0 | 0 | 0 | 0 | 0 | 0
0 | 0 | 0 | 0 | 0 | 0 | 0 | 0 | 0 | 0 | 0 | 0 | 0 | 0 | 0 | 0 | 0 | 0 | 0 | 0
0 | 0 | 0 | 0 | 0 | 0 | 0 | 2.3 | 0 | 0 | 0 | 0 | 0 | 0 | 0 | 0 | 0 | 0 | 0 | 0
0 | 2.3 | 0 | 6 | 0 | 0 | 0 | 0 | 0 | 0 | 0 | 0 | 0 | 0 | 0 | 3.8 | 0 | 0 | 0 | 0
0 | 0 | 0 | 0 | 0 | 0 | 0 | 0 | 0 | 0 | 0 | 0 | 0 | 0 | 0 | 10.8 | 0 | 0 | 0 | 0
0 | 0 | 0 | 0 | 0 | 0 | 0 | 0 | 0 | 0 | 0 | 0 | 0 | 5 | 0 | 0 | 21.2 | 0 | 0 | 0
0 | 0 | 0 | 0 | 0 | 0 | 0 | 4.8 | 0 | 1 | 0 | 0 | 0 | 0 | 0 | 0 | 0 | 0 | 0 | 0
24.6 | 5 | 0 | 30.5 | 12 | 0 | 0 | 0 | 0 | 0 | 0 | 0 | 0 | 0 | 0 | 0 | 0 | 0 | 0 | 0
0 | 0 | 0 | 0 | 0 | 0 | 0 | 0 | 0 | 0 | 0 | 0 | 0 | 0 | 0 | 0 | 0 | 0 | 0 | 0
0 | 0 | 0 | 0 | 0 | 0 | 0 | 0 | 0 | 0 | 0 | 0 | 0 | 0 | 0 | 0 | 0 | 13 | 0 | 0
0 | 0 | 0 | 0 | 0 | 0 | 0 | 0.8 | 0 | 0 | 0 | 0 | 0 | 0 | 0 | 0 | 0 | 0 | 0 | 0
0 | 10 | 23.2 | 0 | 0 | 0 | 0 | 0 | 0 | 0 | 0 | 4 | 7 | 0 | 0 | 0 | 0 | 0 | 0 | 0
0 | 0 | 0 | 25.4 | 0 | 0 | 0 | 0 | 0 | 0 | 0 | 2 | 0 | 0 | 0 | 0 | 0 | 0 | 0 | 0
0 | 0 | 0 | 15.3 | 0 | 0 | 0 | 0 | 0 | 8.2 | 7 | 0 | 4 | 0 | 0 | 0 | 1.2 | 8 | 0 | 0
0 | 0 | 0 | 0 | 0 | 0 | 0 | 0 | 0 | 2.8 | 0 | 0 | 5 | 0 | 0 | 0 | 2 | 0 | 11.4 | 0
0 | 0 | 0 | 0 | 0 | 2 | 1.4286 | 0 | 0 | 0 | 1 | 4 | 1 | 0 | 0 | 38.5 | 1.2 | 38.6 | 0 | 0
0 | 0 | 0 | 0 | 0 | 0 | 0 | 0 | 1.1 | 15.8 | 20 | 2 | 20 | 0 | 0 | 10.5 | 13.3 | 0 | 52.3 | 0
0 | 0 | 0 | 0 | 0 | 7 | 5 | 35.6 | 5 | 2.6 | 5 | 0 | 18 | 23 | 16 | 15.5 | 4.2 | 0 | 0.1 | 0
0 | 0 | 0 | 0 | 3.2 | 0 | 0 | 0 | 0 | 0 | 12 | 35 | 1 | 0 | 8 | 4 | 0 | 0 | 3.6 | 0
0 | 0 | 0 | 0 | 0 | 0 | 0 | 0 | 0 | 14 | 60 | 9 | 0 | 0 | 0 | 0 | 2 | 12 | 3.3 | 0
0 | 0 | 0 | 0 | 0 | 0 | 0 | 3.5 | 0 | 4 | 2 | 0 | 4 | 7 | 21 | 18 | 6.5 | 54.4 | 6.4 | 0
0 | 1.3 | 0 | 0 | 0 | 2 | 1.4286 | 4.2 | 8 | 26.4 | 28 | 5 | 28 | 15 | 14 | 0 | 4.2 | 14.6 | 11.4 | 0
0 | 0 | 0 | 0 | 3.1 | 3.2 | 2.2857 | 0 | 0 | 10 | 2 | 0 | 0 | 3 | 0 | 16.5 | 5.3 | 7 | 0 | 0
3.2 | 3 | 0 | 10.2 | 0 | 4.2 | 3 | 0 | 0 | 13 | 16 | 3 | 12 | 13 | 8 | 0 | 0 | 5 | 18.5 | 0
14.6 | 0 | 0 | 5.3 | 1.2 | 0 | 0 | 4.6 | 8 | 0 | 0 | 2 | 0 | 0 | 22 | 23.5 | 0 | 30 | 3.3 | 0
2.2 | 5.8 | 0 | 20.5 | 4.1 | 35.5 | 25.3571 | 13 | 26 | 21.6 | 35 | 20 | 10 | 21 | 13 | 3 | 7.2 | 19 | 13.7 | 0
2 | 0 | 0 | 9.4 | 2 | 1.5 | 1.0714 | 3.4 | 5 | 6 | 13 | 10 | 1 | 5 | 45 | 6.5 | 22.5 | 8.6 | 4.6 | 0
0 | 39 | 20 | 6.2 | 4.3 | 2.4 | 1.7143 | 4 | 8 | 2.8 | 4 | 25 | 5 | 19 | 18 | 56 | 13 | 38 | 21.3 | 0
33.5 | 5.6 | 35 | 30.6 | 24 | 25.4 | 18.1429 | 31 | 24 | 28.6 | 31 | 100 | 35 | 46 | 32 | 38 | 32 | 9.2 | 14 | 0
3.5 | 67.4 | 4 | 25.4 | 10 | 10.6 | 7.5714 | 32.2 | 10 | 14.6 | 21 | 15 | 16 | 53 | 47 | 58.5 | 14.2 | 44 | 34.3 | 0
37.1 | 12 | 56 | 32.6 | 20 | 19.2 | 13.7143 | 314.4 | 9 | 25.8 | 26 | 98 | 26 | 55 | 92 | 41.3 | 29.5 | 18 | 38.1 | 0
11.3 | 0 | 5 | 34.2 | 3 | 4 | 2.8571 | 0.2 | 1 | 4.4 | 7 | 95 | 11 | 39 | 10 | 14 | 9.2 | 12 | 32.5 | 0
24.7 | 0 | 23 | 7 | 10 | 3.2 | 2.2857 | 5.4 | 10 | 23 | 39 | 110 | 45 | 37 | 1 | 0 | 15.2 | 0 | 8.9 | 0
7 | 0 | 0 | 2 | 1 | 4.6 | 3.2857 | 0.2 | 2 | 0 | 1 | 25 | 0 | 0 | 0 | 0 | 0 | 0 | 0 | 0
18 | 22.8 | 3 | 0 | 1 | 3.2 | 2.2857 | 0.4 | 0 | 7.8 | 9 | 0 | 2 | 3 | 0 | 0 | 0 | 0 | 17 | 0
0 | 2.5 | 2 | 0 | 6 | 38 | 27.1429 | 23.4 | 20 | 13.8 | 14.6 | 0 | 0 | 0 | 3 | 5 | 0 | 0 | 3.3 | 0
5.5 | 7.5 | 0 | 25.4 | 10 | 1.6 | 1.1429 | 3.1 | 6 | 2 | 11 | 3 | 0 | 13 | 23 | 10.5 | 7.3 | 12.6 | 5.6 | 0
0 | 11.6 | 0 | 10.1 | 0 | 0 | 0 | 17.8 | 3 | 4.2 | 12.6 | 10.2 | 10 | 4 | 11 | 9 | 0 | 4 | 0 | 0
0 | 71.4 | 7 | 12 | 2 | 3 | 2.1429 | 6.4 | 12 | 1 | 1 | 5 | 2 | 7 | 9 | 117 | 0 | 9.2 | 8.4 | 0
0 | 71.4 | 0 | 12 | 2 | 4 | 2.8571 | 8.1 | 4 | 17.8 | 15.8 | 85 | 28 | 128 | 189 | 15.5 | 56.3 | 13 | 48 | 0
38.4 | 10 | 79 | 39 | 17 | 21.4 | 15.2857 | 0 | 22 | 4 | 5.6 | 35 | 6 | 45 | 13 | 15.5 | 0 | 0 | 5.3 | 0
63 | 0 | 76 | 20.4 | 90.1 | 0 | 0 | 0.1 | 2 | 36.6 | 18.6 | 2 | 30 | 11 | 14 | 11 | 7.2 | 23 | 12.2 | 0
8 | 0 | 11 | 7.2 | 2.1 | 0 | 0 | 1 | 3 | 2 | 4 | 5 | 46 | 9 | 3 | 17.5 | 6 | 10 | 1 | 0
5.7 | 20.6 | 4 | 16.2 | 0 | 33 | 23.5714 | 25 | 14 | 23 | 34.4 | 105 | 26 | 24 | 23 | 12 | 17.2 | 9.6 | 103.1 | 0
2.5 | 6 | 0 | 4 | 5.2 | 12 | 8.5714 | 0 | 0 | 1.6 | 1 | 5 | 4 | 27 | 15 | 7 | 4.2 | 23 | 11.1 | 0
7.5 | 0 | 0 | 0 | 0 | 0 | 0 | 0 | 0 | 0.5 | 1 | 35 | 2 | 3 | 0 | 9 | 0 | 23 | 7.6 | 0
0 | 3.7 | 4 | 0 | 0 | 18 | 12.8571 | 25 | 15 | 11.6 | 25 | 10 | 20 | 10 | 0 | 3 | 22.2 | 0 | 31.1 | 0
2.3 | 41.5 | 10 | 30.4 | 6 | 0 | 0 | 0 | 0 | 0 | 0 | 0 | 0 | 8 | 20 | 0 | 0 | 14 | 0 | 0
25.3 | 0 | 40 | 25.2 | 0 | 39 | 27.8571 | 13 | 7 | 4 | 8 | 25 | 3 | 0 | 42 | 35.5 | 8.3 | 66.6 | 27.4 | 0
43.2 | 68 | 77 | 27.2 | 23.2 | 22 | 15.7143 | 29.2 | 40 | 28.6 | 10 | 98 | 42 | 67 | 24 | 6 | 15 | 14.8 | 24.1 | 0
0 | 4.7 | 0 | 15 | 33.2 | 0 | 0 | 0.6 | 2 | 0 | 14 | 0 | 0 | 13 | 30 | 26.5 | 8.2 | 9 | 6.1 | 0
0 | 0 | 4 | 12.4 | 2 | 33.4 | 23.8571 | 44 | 18 | 4.2 | 4 | 8 | 3 | 20 | 11 | 0 | 2.3 | 0 | 32.2 | 0
2 | 34 | 22 | 20.5 | 18.3 | 7 | 5 | 4 | 0 | 2.5 | 2 | 4 | 2 | 11 | 0 | 12 | 2.2 | 0 | 0.3 | 0
8.5 | 28.3 | 0 | 16.2 | 2 | 0 | 0 | 1.2 | 0 | 1 | 0 | 0 | 0 | 0 | 0 | 0 | 0 | 0 | 1.5 | 0
15.1 | 0 | 0 | 7.1 | 5.3 | 0 | 0 | 0 | 0 | 0 | 0 | 0 | 0 | 0 | 0 | 0 | 0 | 0 | 0 | 0
0 | 0 | 0 | 0 | 20 | 0 | 0 | 1.2 | 0 | 0 | 0 | 0 | 0 | 0 | 0 | 0 | 0 | 0 | 0 | 0
0 | 0 | 0 | 0 | 1.3 | 0 | 0 | 0 | 0 | 0 | 0 | 0 | 0 | 0 | 0 | 0 | 0 | 0 | 0 | 0
6.3 | 0 | 0 | 0 | 0 | 0 | 0 | 0 | 0 | 0 | 0 | 0 | 0 | 0 | 0 | 0 | 0 | 0 | 0 | 0
0 | 2.2 | 0 | 0 | 0 | 0 | 0 | 0 | 0 | 0 | 0 | 0 | 0 | 0 | 0 | 2.5 | 0 | 6.6 | 0 | 0
0 | 0 | 0 | 0 | 8.4 | 0 | 0 | 2.4 | 0 | 3.4 | 0 | 0 | 0 | 5 | 0 | 64.6 | 0 | 9.8 | 3.8 | 0
0 | 0 | 0 | 7.5 | 2.3 | 0 | 0 | 3.4 | 0 | 36.4 | 53 | 5 | 2 | 65 | 48 | 0 | 48.5 | 0 | 12.2 | 0
0 | 0 | 0 | 0 | 0 | 0 | 0 | 0 | 0 | 0 | 0 | 0 | 73 | 0 | 0 | 0 | 0 | 0 | 0 | 0
0 | 0 | 0 | 0 | 12 | 0 | 0 | 0 | 0 | 0 | 0 | 0 | 0 | 0 | 0 | 0 | 0 | 0 | 0 | 0
0 | 0 | 0 | 0 | 0 | 0 | 0 | 0 | 0 | 0 | 0 | 0 | 0 | 0 | 0 | 0 | 0 | 0 | 0 | 0
0 | 0 | 0 | 0 | 0 | 0 | 0 | 0 | 0 | 0 | 0 | 0 | 0 | 0 | 0 | 0 | 0 | 0 | 0 | 0
0 | 0 | 0 | 0 | 0 | 0 | 0 | 0 | 0 | 0 | 0 | 0 | 0 | 0 | 0 | 0 | 0 | 0 | 0 | 0
0 | 0 | 0 | 0 | 0 | 0 | 0 | 0 | 0 | 0 | 0 | 0 | 0 | 0 | 0 | 0 | 0 | 0 | 0 | 0
0 | 0 | 0 | 0 | 0 | 0 | 0 | 0 | 0 | 0 | 0 | 0 | 0 | 0 | 0 | 0 | 0 | 0 | 0 | 0
0 | 0 | 0 | 0 | 0 | 0 | 0 | 0 | 0 | 0 | 0 | 0 | 0 | 0 | 0 | 0 | 0 | 0 | 0 | 0
0 | 0 | 0 | 0 | 0 | 0 | 0 | 0 | 0 | 0 | 0 | 0 | 0 | 0 | 0 | 0 | 0 | 0 | 0 | 0
0 | 0 | 0 | 0 | 0 | 0 | 0 | 0 | 0 | 0 | 0 | 0 | 0 | 0 | 0 | 0 | 0 | 0 | 0 | 0
0 | 0 | 0 | 0 | 0 | 0 | 0 | 0 | 0 | 0 | 0 | 0 | 0 | 0 | 0 | 0 | 0 | 0 | 0 | 0
0 | 0 | 0 | 0 | 0 | 0 | 0 | 0 | 0 | 0 | 0 | 0 | 0 | 0 | 0 | 0 | 0 | 0 | 0 | 0
0 | 0 | 20 | 0 | 0 | 0 | 0 | 0 | 0 | 0 | 0 | 0 | 0 | 0 | 0 | 31 | 0 | 20 | 0 | 0
8.3 | 10.4 | 0 | 0 | 0 | 0 | 0 | 8.1 | 0 | 10 | 12 | 27 | 25 | 27 | 27 | 7.5 | 28.3 | 21 | 7.9 | 0
0 | 0 | 0 | 4 | 0 | 0 | 0 | 0 | 0 | 2.5 | 4 | 10 | 5 | 13 | 10 | 17 | 7.5 | 25 | 18 | 0
0 | 0 | 0 | 2 | 0 | 0 | 0 | 4.2 | 7 | 8 | 9 | 35 | 25 | 28 | 25 | 70 | 10.2 | 68.6 | 35.8 | 0
0 | 0 | 0 | 0 | 0 | 0 | 0 | 3.6 | 37 | 11.5 | 10 | 55 | 40 | 125 | 104 | 36 | 52.5 | 22.4 | 105.9 | 0
0 | 0 | 0 | 0 | 0 | 0 | 0 | 0 | 0 | 1 | 2 | 25 | 6 | 40 | 35 | 0 | 8.5 | 0 | 35.3 | 0
0 | 0 | 0 | 0 | 0 | 0 | 0 | 0 | 0 | 0 | 0 | 0 | 0 | 0 | 0 | 0 | 0 | 0 | 0 | 0
0 | 0 | 0 | 0 | 0 | 0 | 0 | 0 | 0 | 0 | 0 | 0 | 0 | 0 | 0 | 0 | 0 | 0 | 0 | 0
0 | 0 | 0 | 0 | 0 | 0 | 0 | 0 | 0 | 0 | 0 | 0 | 0 | 0 | 0 | 0 | 0 | 0 | 0 | 0
0 | 0 | 0 | 0 | 0 | 0 | 0 | 0 | 0 | 0 | 13 | 0 | 0 | 0 | 0 | 61 | 0 | 38 | 0 | 0
0 | 0 | 0 | 0 | 0 | 0 | 0 | 2.7 | 0 | 14.2 | 7 | 90 | 25 | 90 | 85 | 34.5 | 20 | 32 | 16 | 0
0 | 8.6 | 9 | 0 | 0 | 0 | 0 | 0 | 0 | 8.4 | 0 | 42 | 8 | 38 | 33 | 0 | 14.1 | 0 | 36.8 | 0
0 | 0 | 0 | 0 | 0 | 0 | 0 | 0 | 0 | 0 | 0 | 0 | 0 | 0 | 0 | 0 | 2.3 | 0 | 0 | 0
0 | 0 | 0 | 0 | 0 | 0 | 0 | 0 | 0 | 0 | 0 | 0 | 0 | 0 | 0 | 0 | 0 | 0 | 0 | 0
0 | 0 | 0 | 0 | 0 | 0 | 0 | 0 | 0 | 0 | 0 | 0 | 0 | 0 | 0 | 0 | 0 | 0 | 0 | 0
0 | 0 | 0 | 0 | 0 | 0 | 0 | 0 | 0 | 0 | 0 | 0 | 0 | 0 | 0 | 0 | 0 | 0 | 0 | 0
0 | 0 | 0 | 0 | 0 | 0 | 0 | 0 | 0 | 0 | 0 | 0 | 0 | 0 | 0 | 0 | 0 | 0 | 0 | 0
0 | 0 | 0 | 0 | 0 | 0 | 0 | 0 | 0 | 0 | 0 | 0 | 0 | 0 | 0 | 0 | 0 | 0 | 0 | 0
0 | 0 | 0 | 0 | 0 | 0 | 0 | 0 | 0 | 0 | 0 | 0 | 0 | 0 | 0 | 0 | 0 | 0 | 0 | 0
0 | 0 | 0 | 0 | 0 | 0 | 0 | 0 | 0 | 0 | 0 | 0 | 0 | 0 | 0 | 0 | 0 | 0 | 0 | 0
0 | 0 | 0 | 0 | 0 | 0 | 0 | 0 | 0 | 0 | 0 | 0 | 0 | 0 | 0 | 0 | 0 | 0 | 0 | 0
0 | 0 | 0 | 0 | 0 | 0 | 0 | 0 | 0 | 0 | 0 | 0 | 0 | 0 | 0 | 0 | 0 | 0 | 0 | 0
0 | 0 | 0 | 0 | 0 | 0 | 0 | 0 | 0 | 0 | 0 | 0 | 0 | 0 | 0 | 0 | 0 | 0 | 0 | 0
0 | 0 | 0 | 0 | 0 | 0 | 0 | 0 | 0 | 0 | 0 | 0 | 0 | 0 | 0 | 0 | 0 | 0 | 0 | 0
0 | 0 | 0 | 0 | 0 | 0 | 0 | 0 | 0 | 0 | 0 | 0 | 0 | 2 | 0 | 4 | 0 | 9.4 | 0 | 0
0 | 0 | 0 | 0 | 0 | 0 | 0 | 0 | 2.5 | 0.5 | 2 | 5 | 8 | 7 | 4 | 13 | 5.3 | 8.6 | 11.2 | 0
0 | 0 | 0 | 0 | 0 | 0 | 0 | 0 | 5 | 1.5 | 0.2 | 15 | 4 | 5.2 | 1.3 | 9.3 | 5.4 | 0 | 19.6 | 0
0 | 0 | 0 | 0 | 0 | 0 | 0 | 0 | 0 | 0 | 0 | 0 | 0 | 0 | 0 | 0 | 0 | 0 | 0 | 0
0 | 0 | 0 | 0 | 0 | 0 | 0 | 0 | 0 | 0 | 0 | 0 | 0 | 0 | 0 | 0 | 0 | 0 | 0 | 0
0 | 0 | 0 | 0 | 0 | 0 | 0 | 0 | 0 | 0 | 0 | 0 | 0 | 0 | 0 | 0 | 0 | 0 | 0 | 0
0 | 0 | 0 | 0 | 0 | 0 | 0 | 0 | 0 | 0 | 0 | 0 | 0 | 0 | 0 | 0 | 0 | 0 | 0 | 0
0 | 0 | 0 | 0 | 0 | 0 | 0 | 0 | 0 | 0 | 0 | 0 | 0 | 0 | 0 | 0 | 0 | 0 | 0 | 0
0 | 0 | 0 | 0 | 0 | 0 | 0 | 0 | 0 | 0 | 0 | 0 | 0 | 0 | 0 | 2.5 | 0 | 0 | 0 | 0
0 | 0 | 0 | 0 | 0 | 0 | 0 | 0 | 0 | 0 | 0 | 0 | 0 | 26 | 21 | 63 | 0 | 45.8 | 1.3 | 0
0 | 0 | 0 | 0 | 0 | 0 | 0 | 0 | 0 | 13 | 10 | 0 | 40 | 12 | 13 | 19.5 | 42.5 | 18 | 37.8 | 0
0 | 0 | 0 | 0 | 0 | 0 | 0 | 0 | 0 | 0 | 0 | 0 | 4 | 0 | 0 | 0 | 7.4 | 2.6 | 25.4 | 0
0 | 0 | 0 | 0 | 0 | 0 | 0 | 0 | 0 | 0 | 0 | 0 | 0 | 0 | 0 | 0 | 0 | 0 | 3.3 | 0
0 | 0 | 0 | 0 | 0 | 0 | 0 | 0 | 0 | 0 | 0 | 0 | 0 | 0 | 0 | 0 | 2.2 | 0 | 0 | 0
0 | 0 | 0 | 0 | 0 | 0 | 0 | 0 | 0 | 0 | 0 | 0 | 0 | 0 | 0 | 0 | 0 | 0 | 0 | 0
0 | 0 | 0 | 0 | 0 | 0 | 0 | 0 | 0 | 0 | 0 | 0 | 0 | 0 | 0 | 0 | 0 | 0 | 0 | 0
0 | 0 | 0 | 0 | 0 | 0 | 0 | 0 | 0 | 0 | 0 | 0 | 0 | 0 | 0 | 0 | 0 | 0 | 0 | 0
0 | 0 | 0 | 0 | 0 | 0 | 0 | 0 | 0 | 0 | 0 | 0 | 0 | 0 | 0 | 0 | 0 | 0 | 0 | 0
0 | 0 | 0 | 0 | 0 | 0 | 0 | 0 | 0 | 0 | 0 | 0 | 0 | 0 | 0 | 0 | 0 | 0 | 0 | 0
0 | 0 | 0 | 0 | 0 | 0 | 0 | 0 | 0 | 0 | 0 | 0 | 0 | 0 | 0 | 0 | 0 | 0 | 0 | 5.5
0 | 0 | 0 | 0 | 0 | 0 | 0 | 0 | 0 | 0 | 0 | 0 | 0 | 0 | 0 | 0 | 0 | 0 | 0 | 5.5
0 | 0 | 0 | 0 | 0 | 0 | 0 | 0 | 0 | 0 | 0 | 0 | 0 | 0 | 0 | 0 | 0 | 0 | 0 | 5.5
0 | 0 | 0 | 0 | 0 | 0 | 0 | 0 | 0 | 0 | 0 | 0 | 0 | 0 | 0 | 0 | 0 | 0 | 0 | 5.5
0 | 0 | 0 | 0 | 0 | 0 | 0 | 0 | 0 | 0 | 0 | 0 | 0 | 0 | 0 | 0 | 0 | 0 | 0 | 5.5
0 | 0 | 0 | 0 | 0 | 0 | 0 | 0 | 0 | 0 | 0 | 0 | 0 | 0 | 0 | 0 | 0 | 0 | 0 | 5.5
0 | 0 | 0 | 0 | 0 | 0 | 0 | 0 | 0 | 0 | 0 | 0 | 0 | 0 | 0 | 0 | 0 | 0 | 0 | 5.5
0 | 0 | 0 | 0 | 0 | 0 | 0 | 0 | 0 | 0 | 0 | 0 | 0 | 0 | 0 | 0 | 0 | 0 | 0 | 5.5
0 | 0 | 0 | 0 | 0 | 0 | 0 | 0 | 0 | 0 | 0 | 0 | 0 | 0 | 0 | 6 | 0 | 0 | 0 | 5.5
0 | 0 | 2 | 0 | 0 | 0 | 0 | 0 | 0 | 0 | 0 | 0 | 0 | 6 | 5 | 26 | 0 | 0 | 0 | 5.5
0 | 19.3 | 31 | 5.2 | 0 | 0 | 0 | 0 | 0 | 4.6 | 4 | 33 | 20 | 27 | 25 | 0 | 0 | 0 | 0 | 5.5
14 | 9 | 0 | 20.4 | 6.2 | 0 | 0 | 6.8 | 0 | 0 | 0 | 1.6 | 15 | 7 | 6 | 0 | 0 | 0 | 0 | 5.5
6.5 | 0 | 0 | 14.2 | 10.1 | 0 | 0 | 0 | 0 | 0 | 0 | 0 | 0 | 0 | 0 | 0 | 0 | 0 | 0 | 5.5
0 | 0 | 0 | 0 | 0 | 0 | 0 | 0 | 0 | 0 | 0 | 0 | 0 | 0 | 0 | 0 | 0 | 0 | 0 | 5.5
0 | 0 | 0 | 0 | 0 | 0 | 0 | 0 | 0 | 0 | 0 | 0 | 0 | 0 | 0 | 0 | 0 | 0 | 0 | 5.5
0 | 0 | 0 | 0 | 0 | 0 | 0 | 0 | 0 | 0 | 0 | 0 | 0 | 0 | 0 | 0 | 0 | 0 | 0 | 5.5
0 | 0 | 0 | 0 | 0 | 0 | 0 | 0 | 0 | 0 | 0 | 0 | 0 | 0 | 0 | 0 | 0 | 0 | 0 | 5.5
0 | 0 | 0 | 0 | 0 | 0 | 0 | 0 | 0 | 0 | 0 | 0 | 0 | 0 | 0 | 0 | 0 | 0 | 0 | 5.5
0 | 0 | 0 | 0 | 0 | 0 | 0 | 0 | 0 | 0 | 0 | 0 | 0 | 0 | 0 | 0 | 0 | 0 | 0 | 5.5
0 | 0 | 19 | 0 | 0 | 0 | 0 | 34 | 0 | 0 | 0 | 0 | 0 | 0 | 0 | 0 | 0 | 0 | 0 | 5.5
0 | 0 | 0 | 0 | 0 | 0 | 0 | 0 | 0 | 0 | 0 | 0 | 0 | 0 | 0 | 0 | 0 | 0 | 0 | 5.5
0 | 0 | 0 | 0 | 0 | 0 | 0 | 0 | 0 | 0 | 0 | 0 | 0 | 0 | 0 | 0 | 0 | 0 | 0 | 5.5
0 | 0 | 0 | 0 | 0 | 0 | 0 | 0 | 0 | 0 | 0 | 0 | 0 | 0 | 0 | 0 | 0 | 0 | 0 | 5.5
0 | 0 | 0 | 0 | 0 | 0 | 0 | 0 | 0 | 0 | 0 | 0 | 0 | 0 | 0 | 0 | 0 | 0 | 0 | 5.5
0 | 0 | 0 | 0 | 0 | 0 | 0 | 0 | 0 | 0 | 0 | 0 | 0 | 0 | 0 | 0 | 0 | 0 | 0 | 5.5
0 | 0 | 0 | 0 | 0 | 0 | 0 | 0 | 0 | 0 | 0 | 0 | 0 | 0 | 0 | 0 | 0 | 0 | 0 | 5.5
0 | 0 | 0 | 0 | 0 | 0 | 0 | 0 | 0 | 0 | 0 | 0 | 0 | 0 | 0 | 0 | 0 | 0 | 0 | 5.5
0 | 0 | 0 | 0 | 0 | 0 | 0 | 0 | 0 | 0 | 0 | 0 | 0 | 0 | 0 | 0 | 0 | 0 | 0 | 5.5
0 | 0 | 0 | 0 | 0 | 0 | 0 | 0 | 0 | 0 | 0 | 0 | 0 | 0 | 0 | 0 | 0 | 0 | 0 | 5.5
0 | 0 | 0 | 0 | 0 | 0 | 0 | 0 | 0 | 0 | 0 | 0 | 0 | 0 | 0 | 0 | 0 | 0 | 0 | 5.5
0 | 0 | 0 | 0 | 0 | 0 | 0 | 0 | 0 | 0 | 0 | 0 | 0 | 0 | 0 | 0 | 0 | 0 | 0 | 5.5
0 | 0 | 0 | 0 | 0 | 0 | 0 | 0 | 0 | 0 | 0 | 0 | 0 | 0 | 0 | 0 | 0 | 0 | 0 | 11
0 | 0 | 0 | 0 | 0 | 0 | 0 | 0 | 0 | 0 | 0 | 0 | 0 | 0 | 0 | 0 | 0 | 0 | 0 | 11
0 | 0 | 0 | 0 | 0 | 0 | 0 | 0 | 0 | 0 | 0 | 0 | 0 | 0 | 0 | 34 | 0 | 0 | 0 | 11
0 | 0 | 0 | 0 | 0 | 0 | 0 | 0 | 0 | 0 | 0 | 0 | 3 | 15 | 0 | 4.5 | 0 | 0 | 0 | 11
0 | 0 | 0 | 0 | 0 | 0 | 0 | 0 | 0 | 0 | 0 | 0 | 0 | 2 | 0 | 0 | 0 | 0 | 0 | 11
0 | 0 | 0 | 0 | 0 | 0 | 13.5 | 0 | 0 | 0 | 0 | 0 | 0 | 0 | 0 | 3.8 | 0 | 0 | 0 | 11
0 | 0 | 0 | 0 | 0 | 0 | 0 | 0 | 0 | 0 | 0 | 0 | 0 | 0 | 0 | 0 | 2.2 | 0 | 0 | 11
0 | 0 | 0 | 0 | 0 | 0 | 0 | 0 | 0 | 0 | 0 | 0 | 0 | 0 | 0 | 0 | 0 | 0 | 0 | 11
0 | 0 | 0 | 0 | 0 | 0 | 0 | 0 | 0 | 0 | 0 | 0 | 0 | 0 | 0 | 4 | 0 | 0 | 0 | 11
0 | 0 | 0 | 0 | 0 | 0 | 0 | 0 | 0 | 0 | 0 | 0 | 0 | 0 | 0 | 0 | 0 | 0 | 0 | 11
0 | 0 | 0 | 0 | 0 | 0 | 0 | 0 | 0 | 0 | 0 | 0 | 0 | 0 | 0 | 0 | 0 | 0 | 0 | 11
0 | 0 | 0 | 0 | 0 | 0 | 0 | 0 | 0 | 0 | 0 | 0 | 0 | 0 | 0 | 0 | 0 | 0 | 0 | 11
0 | 0 | 0 | 0 | 0 | 0 | 0 | 0 | 0 | 0 | 0 | 0 | 0 | 4 | 0 | 0 | 1.3 | 0 | 0 | 11
0 | 0 | 0 | 0 | 0 | 0 | 0 | 0 | 0 | 0 | 0 | 0 | 0 | 0 | 0 | 0 | 0 | 0 | 0 | 11
0 | 0 | 0 | 0 | 0 | 0 | 0 | 0 | 0 | 0 | 0 | 0 | 0 | 0 | 0 | 0 | 0 | 0 | 0 | 11
0 | 0 | 0 | 0 | 0 | 0 | 0 | 0 | 0 | 0 | 0 | 0 | 0 | 0 | 0 | 0 | 0 | 0 | 0 | 11
0 | 0 | 0 | 0 | 0 | 0 | 0 | 0 | 0 | 0 | 0 | 0 | 0 | 0 | 0 | 0 | 0 | 0 | 0 | 11
0 | 0 | 0 | 0 | 0 | 0 | 0 | 0 | 0 | 0 | 0 | 0 | 0 | 0 | 0 | 0 | 0 | 0 | 0 | 11
0 | 0 | 0 | 0 | 0 | 0 | 0 | 0 | 0 | 0 | 0 | 0 | 0 | 0 | 0 | 0 | 0 | 0 | 0 | 11
0 | 0 | 0 | 0 | 0 | 0 | 0 | 0 | 0 | 0 | 0 | 0 | 0 | 0 | 0 | 0 | 0 | 0 | 0 | 11
0 | 0 | 0 | 0 | 0 | 0 | 0 | 0 | 0 | 0 | 0 | 0 | 0 | 0 | 0 | 0 | 0 | 0 | 0 | 11
0 | 0 | 0 | 0 | 0 | 0 | 0 | 0 | 0 | 0 | 0 | 0 | 0 | 0 | 0 | 34 | 0 | 29 | 0 | 11
0 | 0 | 0 | 0 | 0 | 0 | 0 | 0 | 0 | 1 | 0 | 0 | 0 | 0 | 0 | 27.5 | 11.4 | 16.4 | 10.4 | 11
0 | 0 | 0 | 0 | 0 | 0 | 0 | 0 | 0 | 0 | 0 | 0 | 0 | 0 | 0 | 2.5 | 5.3 | 0 | 5.1 | 11
0 | 0 | 0 | 0 | 0 | 0 | 0 | 0 | 1 | 2 | 0 | 13 | 0 | 28 | 0 | 4 | 1.1 | 0 | 5.1 | 11
0 | 16.4 | 0 | 0 | 2 | 0 | 4.2 | 0 | 5 | 4 | 0 | 3 | 2 | 5 | 0 | 45.5 | 0 | 155.6 | 0 | 11
0 | 0 | 20 | 0 | 0 | 4.3 | 0 | 0 | 3 | 6 | 0 | 10 | 12 | 95 | 0 | 28.5 | 56.5 | 36 | 81.3 | 11
8 | 0 | 0 | 0 | 6 | 0 | 0 | 0 | 0 | 3.8 | 0 | 0 | 9 | 10 | 0 | 10 | 9.6 | 6 | 11.2 | 11
0 | 0 | 0 | 0 | 0 | 0 | 0 | 0 | 0 | 0 | 0 | 0 | 0 | 0 | 0 | 0 | 0 | 0 | 0 | 16.5
0 | 0 | 0 | 0 | 0 | 0 | 0 | 0 | 0 | 0 | 0 | 0 | 0 | 0 | 0 | 0 | 0 | 0 | 0 | 16.5
0 | 0 | 0 | 0 | 0 | 0 | 0 | 0 | 0 | 0 | 0 | 0 | 0 | 0 | 0 | 0 | 0 | 0 | 0 | 16.5
0 | 0 | 0 | 0 | 0 | 0 | 0 | 0 | 0 | 0 | 0 | 0 | 0 | 0 | 0 | 0 | 0 | 0 | 0 | 16.5
0 | 0 | 0 | 0 | 0 | 0 | 0 | 0 | 0 | 0 | 0 | 0 | 0 | 0 | 3 | 0 | 0 | 0 | 0 | 16.5
0 | 0 | 0 | 0 | 0 | 0 | 0 | 0 | 0 | 0 | 0 | 0 | 0 | 0 | 0 | 0 | 0 | 0 | 0 | 16.5
0 | 0 | 0 | 0 | 0 | 0 | 0 | 0 | 0 | 0 | 0 | 0 | 0 | 0 | 0 | 0 | 0 | 0 | 0 | 16.5
0 | 0 | 0 | 0 | 0 | 0 | 0 | 0 | 0 | 0 | 0 | 0 | 0 | 0 | 2 | 0 | 0 | 0 | 0 | 16.5
0 | 0 | 0 | 0 | 0 | 0 | 0 | 0 | 0 | 0 | 0 | 0 | 0 | 0 | 0 | 0 | 0 | 0 | 0 | 16.5
0 | 0 | 0 | 0 | 0 | 0 | 0 | 0 | 0 | 0 | 0 | 0 | 0 | 0 | 0 | 0 | 0 | 0 | 0 | 16.5
0 | 0 | 0 | 0 | 0 | 0 | 0 | 0 | 0 | 0 | 0 | 0 | 0 | 0 | 0 | 0 | 0 | 0 | 0 | 16.5
0 | 0 | 0 | 0 | 0 | 0 | 0 | 0 | 0 | 0 | 0 | 0 | 0 | 0 | 0 | 0 | 0 | 0 | 0 | 16.5
0 | 0 | 0 | 0 | 0 | 0 | 0 | 0 | 0 | 0 | 0 | 0 | 0 | 0 | 0 | 0 | 0 | 0 | 0 | 16.5
0 | 0 | 0 | 0 | 0 | 0 | 0 | 0 | 0 | 0 | 0 | 0 | 0 | 0 | 0 | 0 | 0 | 0 | 0 | 16.5
0 | 0 | 0 | 0 | 0 | 0 | 0 | 0 | 0 | 0 | 0 | 0 | 0 | 0 | 0 | 0 | 0 | 0 | 0 | 16.5
0 | 0 | 0 | 0 | 0 | 0 | 0 | 0 | 0 | 0 | 0 | 0 | 0 | 0 | 0 | 0 | 0 | 0 | 0 | 16.5
0 | 0 | 0 | 0 | 0 | 0 | 0 | 0 | 0 | 0 | 0 | 0 | 0 | 0 | 0 | 0 | 0 | 0 | 0 | 16.5
0 | 0 | 0 | 0 | 0 | 0 | 0 | 0 | 0 | 0 | 0 | 0 | 0 | 0 | 0 | 0 | 0 | 0 | 0 | 16.5
0 | 0 | 0 | 0 | 0 | 0 | 0 | 0 | 0 | 0 | 0 | 0 | 0 | 0 | 0 | 0 | 0 | 0 | 0 | 16.5
0 | 0 | 0 | 0 | 0 | 0 | 0 | 0 | 0 | 0 | 0 | 0 | 0 | 0 | 0 | 0 | 0 | 0 | 0 | 16.5
0 | 0 | 0 | 0 | 0 | 0 | 0 | 0 | 0 | 0 | 0 | 0 | 0 | 0 | 0 | 0 | 0 | 0 | 0 | 16.5
0 | 0 | 0 | 0 | 0 | 0 | 0 | 0 | 0 | 0 | 0 | 0 | 0 | 0 | 0 | 0 | 0 | 0 | 0 | 16.5
0 | 0 | 0 | 0 | 0 | 0 | 0 | 0 | 0 | 0 | 0 | 0 | 0 | 0 | 0 | 0 | 0 | 0 | 0 | 16.5
0 | 0 | 0 | 0 | 0 | 0 | 0 | 0 | 0 | 0 | 0 | 0 | 0 | 0 | 0 | 0 | 0 | 0 | 0 | 16.5
0 | 0 | 0 | 0 | 0 | 0 | 0 | 0 | 0 | 0 | 0 | 0 | 0 | 0 | 0 | 0 | 0 | 0 | 0 | 16.5
0 | 0 | 0 | 0 | 0 | 0 | 0 | 0 | 0 | 0 | 0 | 0 | 0 | 0 | 0 | 0 | 0 | 0 | 0 | 16.5
0 | 0 | 0 | 0 | 0 | 0 | 0 | 0 | 0 | 0 | 0 | 0 | 0 | 0 | 0 | 0 | 0 | 0 | 0 | 16.5
0 | 0 | 0 | 0 | 0 | 0 | 0 | 0 | 0 | 0 | 0 | 0 | 0 | 0 | 0 | 0 | 0 | 0 | 0 | 16.5
0 | 0 | 0 | 0 | 0 | 0 | 0 | 0 | 0 | 0 | 0 | 0 | 0 | 0 | 0 | 0 | 0 | 0 | 0 | 16.5
0 | 0 | 0 | 0 | 0 | 0 | 0 | 0 | 0 | 0 | 0 | 0 | 0 | 0 | 0 | 0 | 0 | 0 | 0 | 16.5
0 | 0 | 0 | 0 | 0 | 0 | 0 | 0 | 0 | 0 | 0 | 0 | 0 | 0 | 0 | 0 | 0 | 0 | 0 | 16.5
0 | 8.5 | 15 | 0 | 0 | 0 | 0 | 0 | 0 | 0 | 0 | 0 | 0 | 0 | 0 | 0 | 0 | 0 | 0 | 16.5
3 | 0 | 0 | 0 | 0 | 0 | 0 | 0 | 0 | 0 | 0 | 0 | 0 | 0 | 0 | 0 | 0 | 0 | 0 | 16.5
0 | 0 | 0 | 0 | 0 | 0 | 0 | 0 | 0 | 0 | 0 | 0 | 0 | 0 | 16 | 13 | 0 | 0 | 0 | 16.5
0 | 0 | 0 | 0 | 0 | 0 | 0 | 0 | 0 | 0 | 0 | 0 | 0 | 0 | 5 | 8.5 | 0 | 0 | 0 | 16.5
0 | 0 | 5 | 0 | 0 | 1.1 | 0 | 0.2 | 0 | 2 | 2 | 1 | 0 | 0 | 8 | 2.5 | 13.2 | 11.3 | 9.1 | 16.5
10.4 | 0 | 0 | 5.4 | 14.1 | 0 | 0 | 10.2 | 3 | 5.2 | 10 | 0 | 0 | 0 | 0 | 0 | 2.1 | 0 | 0 | 16.5
0 | 0 | 0 | 0 | 0 | 0 | 0 | 0 | 0 | 0 | 13 | 0 | 0 | 0 | 0 | 0 | 0 | 0 | 0 | 16.5
0 | 0 | 0 | 2.1 | 0 | 0 | 0 | 0 | 0 | 0 | 0 | 0 | 0 | 0 | 0 | 0 | 0 | 0 | 0 | 16.5
0 | 0 | 0 | 0 | 0 | 0 | 0 | 0 | 0 | 0 | 0 | 0 | 0 | 0 | 0 | 0 | 0 | 0 | 0 | 16.5
0 | 0 | 0 | 16.2 | 0 | 0 | 0 | 0 | 0 | 0 | 0 | 0 | 0 | 0 | 0 | 0 | 0 | 0 | 0 | 16.5
0 | 0 | 0 | 0 | 0 | 0 | 0 | 2.2 | 2 | 0 | 0 | 0 | 0 | 0 | 0 | 5 | 0 | 0 | 0 | 16.5
0 | 0 | 0 | 0 | 0 | 0 | 0 | 1.2 | 1 | 0 | 0 | 1 | 0 | 0 | 3 | 0 | 0 | 0 | 0 | 16.5
6 | 0 | 0 | 0 | 0 | 0 | 0 | 1.5 | 0 | 2 | 1 | 0 | 0 | 0 | 0 | 0 | 0 | 0 | 0 | 16.5
0 | 87 | 15 | 0 | 0 | 2.1 | 0 | 1 | 0 | 5 | 15 | 0 | 9 | 0 | 49 | 47.5 | 0 | 0 | 21.6 | 16.5
0 | 0 | 0 | 0 | 5 | 14.6 | 0 | 10.4 | 0 | 7 | 14 | 6 | 8 | 0 | 35 | 6.8 | 22.2 | 23.4 | 0 | 16.5
0 | 0 | 0 | 0 | 1 | 1.3 | 0 | 0 | 0 | 1 | 1 | 0 | 4 | 0 | 0 | 0 | 2.5 | 0 | 0 | 16.5
0 | 0 | 5 | 0 | 0 | 0 | 0 | 0 | 0 | 0.5 | 1 | 0 | 0 | 0 | 0 | 0 | 0 | 0 | 0 | 16.5
0 | 0 | 10 | 10.3 | 19 | 6.4 | 0 | 13 | 0 | 3 | 1 | 7 | 0 | 0 | 0 | 0 | 9.3 | 0 | 0 | 16.5
3 | 13.5 | 6 | 0 | 0 | 0 | 0 | 3.5 | 0 | 0 | 2 | 0 | 2 | 0 | 0 | 0 | 0 | 0 | 0 | 16.5
10.7 | 0 | 0 | 0 | 0 | 0 | 0 | 14.4 | 0 | 4 | 0 | 0 | 0 | 0 | 0 | 0 | 0 | 0 | 0 | 16.5
2.3 | 0 | 0 | 0 | 0 | 0 | 0 | 0 | 0 | 0 | 0 | 0 | 0 | 0 | 0 | 0 | 0 | 0 | 0 | 16.5
0 | 0 | 0 | 0 | 0 | 0 | 0 | 0 | 0 | 0 | 0 | 0 | 0 | 0 | 0 | 0 | 0 | 0 | 0 | 16.5
0 | 0 | 2 | 0 | 0 | 0 | 0 | 0 | 0 | 0 | 0 | 0 | 0 | 0 | 0 | 0 | 0 | 0 | 0 | 16.5
0 | 0 | 2 | 7.2 | 2 | 30.5 | 0 | 0 | 0 | 2.5 | 11 | 0 | 0 | 0 | 0 | 0 | 11.5 | 8.2 | 0 | 16.5
0 | 0 | 0 | 6.4 | 13.4 | 15.4 | 0 | 14.6 | 0 | 0 | 0 | 0 | 0 | 0 | 0 | 0 | 0 | 0 | 0 | 16.5
0 | 0 | 0 | 0 | 0 | 0 | 0 | 0 | 0 | 0 | 0 | 0 | 0 | 0 | 0 | 0 | 0 | 0 | 0 | 16.5
0 | 0 | 0 | 0 | 0 | 0 | 12.5 | 0 | 0 | 0 | 0 | 0 | 0 | 0 | 0 | 0 | 0 | 0 | 0 | 16.5
0 | 0 | 0 | 0 | 2 | 0 | 23 | 4.5 | 0 | 7 | 0 | 0 | 0 | 0 | 0 | 0 | 0 | 0 | 0 | 16.5
0 | 0 | 0 | 0 | 0 | 0 | 0 | 0 | 0 | 2.5 | 10 | 0 | 5 | 0 | 0 | 3 | 0 | 0 | 0 | 16.5
0 | 0 | 0 | 0 | 0 | 0 | 0 | 0 | 0 | 0 | 0 | 0 | 0 | 0 | 0 | 0 | 0 | 0 | 0 | 16.5
0 | 0 | 0 | 0 | 0 | 0 | 0 | 0 | 0 | 0 | 0 | 0 | 0 | 0 | 0 | 0 | 0 | 0 | 0 | 5.5
0 | 8.3 | 0 | 0 | 2 | 0 | 0 | 4 | 0 | 3.6 | 9 | 0 | 0 | 0 | 0 | 0 | 2.5 | 6 | 0 | 5.5
0 | 27 | 32 | 0 | 5 | 17.3 | 5.2 | 40 | 0 | 1.2 | 1 | 3 | 0 | 0 | 0 | 0 | 0 | 6 | 0 | 5.5
4 | 0 | 0 | 6.2 | 0 | 30.3 | 0 | 0 | 0 | 9.4 | 0 | 0 | 6 | 0 | 0 | 0 | 0 | 0 | 5.1 | 5.5
0 | 0 | 0 | 0 | 0 | 7.4 | 13 | 0 | 0 | 0 | 9 | 0 | 0 | 0 | 0 | 10 | 0 | 0 | 0 | 5.5
3.2 | 0 | 0 | 4 | 10.3 | 10.2 | 0 | 0 | 0 | 95 | 0 | 0 | 14 | 9 | 0 | 0 | 0 | 6 | 0 | 5.5
0 | 0 | 0 | 8.2 | 12 | 6.4 | 0 | 22 | 0 | 7.6 | 0 | 5 | 0 | 0 | 0 | 12.5 | 0 | 0 | 52.1 | 5.5
0 | 0 | 0 | 10.4 | 0 | 0 | 6 | 2 | 0 | 6.4 | 3 | 0 | 5 | 18 | 0 | 0 | 0 | 7 | 0 | 5.5
0 | 0 | 0 | 12.1 | 0 | 0 | 9 | 0 | 0 | 3.6 | 13 | 0 | 0 | 0 | 0 | 0 | 0 | 0 | 0 | 5.5
0 | 0 | 0 | 0 | 0 | 0 | 0 | 0 | 0 | 9 | 3 | 0 | 0 | 0 | 0 | 0 | 0 | 0 | 0 | 5.5
15 | 6 | 0 | 0 | 0 | 11.2 | 0 | 0 | 0 | 0 | 9 | 0 | 7 | 20 | 0 | 0 | 0 | 13 | 26.9 | 5.5
0 | 0 | 0 | 0 | 0 | 0 | 0 | 0 | 0 | 0.6 | 3 | 0 | 0 | 0 | 0 | 0 | 0 | 63 | 1.8 | 5.5
0 | 0 | 0 | 0 | 0 | 0 | 0 | 0 | 0 | 17.4 | 0 | 0 | 0 | 0 | 0 | 0 | 0 | 0 | 0 | 5.5
0 | 0 | 0 | 0 | 0 | 0 | 0 | 0 | 0 | 9.2 | 0 | 0 | 0 | 2 | 0 | 0 | 0 | 0 | 0 | 5.5
0 | 4 | 0 | 0 | 0 | 0 | 0 | 0 | 0 | 0 | 0 | 0 | 0 | 0 | 0 | 0 | 0 | 0 | 0 | 5.5
0 | 0 | 0 | 0 | 0 | 0 | 0 | 0 | 0 | 1.5 | 13.4 | 0 | 11 | 0 | 0 | 3 | 16.5 | 0 | 0 | 5.5
0 | 0 | 0 | 0 | 0 | 0 | 0 | 0 | 0 | 0 | 0 | 0 | 0 | 0 | 0 | 23.5 | 0 | 0 | 0 | 5.5
0 | 0 | 0 | 0 | 0 | 0 | 0 | 0 | 0 | 0 | 0 | 0 | 0 | 0 | 0 | 7.5 | 17.3 | 26 | 0 | 5.5
0 | 0 | 0 | 0 | 0 | 0 | 0 | 0 | 0 | 0 | 0 | 0 | 0 | 0 | 0 | 0 | 0 | 0 | 0 | 5.5
0 | 0 | 0 | 0 | 0 | 0 | 0 | 0 | 0 | 0 | 0 | 0 | 0 | 0 | 0 | 0 | 0 | 0 | 0 | 5.5
0 | 0 | 0 | 0 | 0 | 0 | 0 | 0 | 0 | 0 | 0 | 0 | 0 | 0 | 0 | 0 | 0 | 0 | 0 | 5.5
0 | 0 | 0 | 0 | 0 | 0 | 0 | 0 | 0 | 0 | 0 | 0 | 0 | 0 | 0 | 0 | 0 | 0 | 0 | 5.5
0 | 0 | 0 | 0 | 0 | 0 | 0 | 0 | 0 | 0 | 0 | 0 | 0 | 0 | 0 | 0 | 0 | 0 | 0 | 5.5
0 | 0 | 0 | 0 | 0 | 0 | 0 | 0 | 0 | 0 | 0 | 0 | 0 | 0 | 0 | 0 | 0 | 2 | 0 | 5.5
0 | 0 | 0 | 0 | 0 | 0 | 0 | 0 | 5 | 4.2 | 10.6 | 0 | 0 | 2 | 0 | 0 | 2.3 | 2 | 0 | 5.5
0 | 0 | 0 | 0 | 0 | 0 | 0 | 0 | 0 | 33.8 | 28 | 0 | 40 | 5 | 0 | 0 | 7.2 | 3 | 0 | 5.5
0 | 0 | 0 | 0 | 0 | 4.2 | 0 | 0 | 31 | 8 | 0 | 2 | 0 | 0 | 0 | 0 | 8.3 | 8 | 14.5 | 5.5
0 | 0 | 0 | 0 | 0 | 0 | 0 | 0 | 0 | 7.6 | 13.9 | 0 | 11 | 0 | 0 | 0 | 0 | 0 | 0 | 5.5
0 | 0 | 0 | 0 | 0 | 0 | 0 | 0 | 0 | 0 | 0 | 0 | 0 | 0 | 0 | 0 | 0 | 0 | 0 | 5.5
0 | 0 | 0 | 0 | 0 | 0 | 0 | 0 | 0 | 0 | 0 | 0 | 0 | 0 | 0 | 0 | 0 | 0 | 0 | 5.5
0 | 0 | 0 | 0 | 0 | 0 | 0 | 15 | 0 | 0 | 0 | 0 | 0 | 0 | 0 | 7 | 0 | 0 | 0 | 5.5
0 | 3 | 18 | 21 | 6 | 7.6 | 23.2 | 0 | 0 | 1.8 | 0 | 2 | 0 | 8 | 8 | 9 | 1.3 | 0 | 9.1 | 0
19.2 | 9.5 | 10 | 12.1 | 11 | 3.2 | 0 | 6.1 | 1 | 0 | 0 | 0 | 0 | 0 | 0 | 0 | 0 | 0 | 0 | 0
6.8 | 9.1 | 0 | 18.2 | 12.1 | 5.4 | 0 | 23.4 | 0 | 1 | 2 | 0 | 0 | 0 | 0 | 0 | 0 | 0 | 6.4 | 0
5 | 10 | 20 | 14.4 | 8.2 | 7.6 | 0 | 7 | 0 | 0 | 2 | 0 | 0 | 8 | 8 | 6.6 | 0 | 0 | 0 | 0
18 | 30.9 | 25 | 26.4 | 18.3 | 5.2 | 0 | 22.8 | 35 | 2 | 2 | 0 | 0 | 0 | 0 | 0 | 0 | 1 | 0 | 0
22 | 69 | 64 | 50.4 | 31 | 8.4 | 0 | 25 | 0 | 10 | 3 | 12 | 6 | 0 | 0 | 0 | 3.1 | 3 | 0 | 0
43.2 | 64.1 | 64 | 75.8 | 53 | 20.5 | 0 | 129 | 0 | 115 | 25 | 20 | 24 | 0 | 0 | 0 | 0 | 6 | 10.2 | 0
48.5 | 63 | 40 | 60.8 | 22.2 | 20.2 | 3.5 | 129 | 0 | 97 | 21 | 22 | 35 | 0 | 0 | 0 | 0 | 0 | 7.6 | 0
28.7 | 12 | 14 | 35.4 | 32.2 | 90.6 | 0 | 9.6 | 0 | 18.4 | 8 | 9 | 9 | 0 | 0 | 0 | 0 | 0 | 5.6 | 0
9 | 6 | 0 | 30 | 6 | 17.2 | 0 | 9 | 0 | 2 | 2 | 0 | 0 | 0 | 0 | 0 | 3.6 | 0 | 0 | 0
9 | 0 | 12 | 27.1 | 22 | 20 | 0 | 15.4 | 0 | 2.5 | 1 | 0 | 0 | 0 | 0 | 0 | 0 | 0 | 0 | 0
8.7 | 2 | 8 | 20.3 | 2 | 4.6 | 0 | 7 | 0 | 0 | 0 | 0 | 0 | 0 | 0 | 0 | 0 | 0 | 0 | 0
3 | 0 | 0 | 19 | 8 | 0 | 10.2 | 9 | 0 | 0 | 0 | 0 | 0 | 0 | 0 | 0 | 0 | 0 | 0 | 0
3.4 | 0 | 0 | 12.2 | 12 | 0 | 3 | 6 | 0 | 0 | 0 | 0 | 0 | 0 | 0 | 0 | 0 | 0 | 0 | 0
1.3 | 0 | 0 | 17.4 | 2.4 | 0 | 0 | 5 | 0 | 0 | 0 | 0 | 0 | 0 | 0 | 0 | 0 | 0 | 0 | 0
0 | 0 | 9 | 7 | 2.3 | 5.4 | 0 | 2 | 0 | 0 | 0 | 0 | 0 | 0 | 0 | 0 | 0 | 0 | 0 | 0
2.5 | 0 | 0 | 12.2 | 13.2 | 0 | 1.2 | 14.6 | 0 | 2 | 0 | 0 | 0 | 0 | 0 | 0 | 0 | 0 | 0 | 0
1.3 | 0 | 19 | 10 | 0 | 3.1 | 0 | 18 | 0 | 0 | 0 | 0 | 0 | 0 | 0 | 0 | 0 | 0 | 0 | 0
7 | 23.1 | 51 | 14.2 | 17 | 4.2 | 0 | 11.8 | 0 | 3.2 | 2 | 0 | 0 | 0 | 0 | 0 | 0 | 0 | 0 | 0
21.1 | 11.4 | 15 | 28.4 | 9.1 | 7 | 0 | 14.8 | 0 | 0 | 0 | 0 | 0 | 0 | 0 | 0 | 0 | 0 | 0 | 0
13.4 | 0 | 0 | 30 | 3 | 18 | 0 | 4.6 | 0 | 0.5 | 2 | 0 | 10 | 0 | 0 | 5 | 4 | 0 | 5.6 | 0
0 | 0 | 0 | 0 | 0 | 3.4 | 0 | 9 | 0 | 0.6 | 0 | 0 | 0 | 0 | 0 | 6 | 2 | 0 | 2.3 | 0
4.2 | 0 | 0 | 14.2 | 4 | 3.2 | 0 | 2.6 | 0 | 0 | 0 | 0 | 0 | 0 | 0 | 0 | 0 | 0 | 0 | 0
0 | 0 | 0 | 20 | 2 | 0 | 0 | 1 | 0 | 0 | 0 | 0 | 0 | 0 | 0 | 0 | 0 | 0 | 0 | 0
5 | 0 | 0 | 25.4 | 0 | 0 | 0 | 0 | 0 | 0 | 0 | 0 | 0 | 0 | 0 | 0 | 0 | 0 | 0 | 0
0 | 0 | 0 | 14.2 | 2 | 0 | 0 | 13.2 | 0 | 0 | 0 | 0 | 0 | 0 | 0 | 0 | 0 | 0 | 0 | 0
4.1 | 18 | 18 | 32 | 2.2 | 1.6 | 0 | 9 | 0 | 4.6 | 2 | 0 | 0 | 0 | 0 | 0 | 0 | 0 | 0 | 0
0 | 0 | 20 | 42.6 | 8.3 | 0 | 0 | 5.8 | 0 | 0.5 | 2 | 0 | 0 | 0 | 0 | 0 | 0 | 4 | 0 | 0
7 | 22 | 22 | 22 | 12 | 1.6 | 9.2 | 11.2 | 0 | 2.6 | 0 | 0 | 2 | 0 | 0 | 0 | 0 | 0 | 0 | 0
10.7 | 27.3 | 0 | 39.4 | 26.2 | 20.6 | 7.2 | 32.4 | 0 | 9.5 | 3 | 0 | 2 | 0 | 0 | 0 | 0 | 0 | 0 | 0
16 | 0 | 0 | 45.1 | 16.2 | 1.6 | 0 | 23.2 | 40 | 7.5 | 2 | 0 | 0 | 0 | 0 | 0 | 0 | 0 | 0 | 0
0 | 0 | 0 | 52.6 | 68.2 | 8.2 | 7.4 | 24.1 | 0 | 2 | 4 | 0 | 4 | 0 | 0 | 0 | 0 | 0 | 0 | 0
4.2 | 8.2 | 20 | 15 | 2.2 | 3 | 1 | 3.1 | 0 | 0 | 0 | 0 | 0 | 0 | 0 | 0.3 | 0 | 0 | 0 | 0
3 | 0 | 4 | 29.4 | 16.3 | 1.2 | 10.5 | 30.8 | 0 | 7.8 | 6 | 3 | 4 | 0 | 0 | 0 | 0 | 0 | 3.3 | 0
2 | 8 | 0 | 12.2 | 1 | 1.7 | 3 | 9.5 | 0 | 6.2 | 5 | 0 | 0 | 0 | 0 | 0 | 0 | 0 | 0 | 0
3 | 10.8 | 14 | 14.2 | 6 | 5 | 4.8 | 20.4 | 0 | 6 | 4 | 0 | 2 | 0 | 0 | 0 | 0 | 8 | 11 | 0
7.3 | 10 | 12 | 10.1 | 12.2 | 0 | 1 | 37.3 | 0 | 15 | 10 | 5 | 11 | 0 | 0 | 0 | 3.2 | 3 | 9.5 | 0
5.7 | 8 | 0 | 13 | 12.2 | 7.8 | 0 | 26.5 | 49 | 8.5 | 3 | 0 | 0 | 0 | 0 | 0 | 0 | 8 | 1.8 | 0
2 | 0 | 0 | 17.2 | 3.2 | 3.2 | 0 | 19.5 | 17 | 0 | 2 | 0 | 0 | 0 | 0 | 0 | 0 | 0 | 0 | 0
6.2 | 22 | 26 | 20.4 | 0 | 2 | 0 | 1.6 | 0 | 0 | 0 | 0 | 0 | 0 | 10.5 | 0 | 0 | 0 | 0 | 0
13.1 | 64 | 55 | 50.1 | 21.3 | 7.1 | 0 | 20.2 | 5 | 4.5 | 1 | 2 | 1 | 0 | 0 | 1.5 | 0 | 0 | 0 | 0
39 | 2.1 | 0 | 95 | 64 | 3.9 | 15.8 | 82 | 24 | 47 | 17 | 26 | 28 | 0 | 0 | 0 | 9.3 | 9 | 5.8 | 0
2.9 | 11 | 14 | 46.1 | 30 | 0 | 0 | 23.4 | 16 | 1 | 0 | 0 | 0 | 0 | 0 | 0 | 0 | 0 | 0 | 0
9.7 | 21 | 23 | 30.4 | 8 | 0 | 0 | 0 | 0 | 0 | 0 | 0 | 0 | 0 | 0 | 0 | 0 | 0 | 0 | 0
17.2 | 7.3 | 0 | 12.6 | 16 | 12 | 0 | 0 | 1 | 0 | 0 | 0 | 0 | 0 | 0 | 0 | 0 | 0 | 0 | 0
3 | 0 | 0 | 28.4 | 0 | 0 | 0 | 0 | 0 | 0 | 0 | 0 | 0 | 0 | 0 | 0 | 0 | 0 | 0 | 0
2.5 | 6.1 | 0 | 30.1 | 0 | 2 | 0 | 5 | 4 | 0 | 0 | 0 | 0 | 0 | 0 | 0 | 0 | 0 | 0 | 0
2 | 6 | 25 | 16.1 | 3 | 4 | 0 | 0 | 2 | 0 | 0 | 0 | 0 | 0 | 0 | 0 | 0 | 0 | 0 | 0
11.3 | 0 | 0 | 20.2 | 5.3 | 1 | 0 | 0 | 0 | 0 | 0 | 0 | 0 | 0 | 0 | 0 | 0 | 0 | 0 | 0
0 | 0 | 0 | 12 | 0 | 0 | 0 | 4.5 | 0 | 0 | 0 | 0 | 0 | 0 | 0 | 0 | 0 | 0 | 0 | 0
0 | 0 | 14 | 0 | 0 | 0 | 0 | 0 | 0 | 0 | 0 | 0 | 27 | 0 | 0 | 0 | 5.4 | 4 | 0 | 0
0 | 0 | 0 | 0 | 0 | 0 | 0 | 0 | 0 | 20 | 21 | 0 | 21 | 0 | 0 | 0 | 0 | 0 | 3.3 | 0
0 | 0 | 0 | 0 | 0 | 0 | 0 | 0 | 0 | 15.8 | 29 | 0 | 0 | 20.5 | 8.3 | 0.4 | 0 | 0 | 0 | 0
0 | 0 | 0 | 0 | 3.1 | 0 | 0 | 0 | 0 | 5 | 9 | 0 | 26 | 3.5 | 0 | 0 | 0 | 0 | 0 | 0
0 | 0 | 0 | 0 | 0 | 0 | 0 | 0 | 0 | 0 | 0 | 0 | 0 | 0 | 0 | 0 | 0 | 0 | 0 | 0
0 | 0 | 0 | 0 | 0 | 0 | 0 | 0 | 0 | 0 | 0 | 0 | 0 | 0 | 0 | 0 | 0 | 0 | 0 | 0
3 | 0 | 0 | 0 | 2.1 | 0 | 0 | 0 | 0 | 1.6 | 1 | 0 | 0 | 0 | 0 | 0 | 0 | 0 | 0 | 0
3.5 | 0 | 0 | 0 | 1.3 | 0 | 0 | 5.1 | 0 | 0 | 0 | 0 | 0 | 0 | 0 | 0 | 0 | 0 | 0 | 0
0 | 0 | 0 | 0 | 0 | 0 | 0 | 0 | 0 | 0 | 0 | 0 | 0 | 0 | 0 | 0 | 0 | 0 | 0 | 0
0 | 0 | 0 | 0 | 3 | 0 | 0 | 0 | 0 | 2.5 | 0 | 0 | 7 | 0 | 0 | 0 | 0 | 0 | 0 | 0
0 | 0 | 0 | 0 | 0 | 0 | 5 | 0 | 2 | 14.6 | 4 | 0 | 40 | 0 | 0 | 0 | 42.2 | 2 | 0 | 0
5.5 | 11 | 0 | 0 | 0 | 0 | 0 | 0 | 1 | 4 | 15 | 2 | 12 | 0 | 1 | 0.8 | 8.2 | 29 | 25.1 | 0
0 | 0 | 6 | 0 | 0 | 1 | 4.5 | 0 | 0 | 7 | 5 | 5 | 12 | 10 | 4 | 1 | 26.2 | 10 | 0.8 | 0
21.8 | 32 | 57 | 8.3 | 4 | 3 | 92 | 19 | 4 | 75 | 60 | 1 | 12 | 0 | 31.2 | 3.5 | 14.2 | 10 | 12.4 | 0
0 | 0 | 25 | 21.6 | 37.3 | 77 | 0 | 30 | 12 | 28 | 32 | 24 | 17 | 33 | 0 | 0 | 73.8 | 69 | 91.4 | 0
20 | 0 | 51 | 13 | 6.1 | 37 | 0 | 10.2 | 18 | 0 | 5 | 4 | 1 | 0 | 15 | 0.9 | 4.2 | 21 | 33.5 | 0
11.5 | 0 | 7 | 16.2 | 42 | 9 | 0 | 20.8 | 0 | 18.5 | 3 | 24 | 28 | 45 | 3 | 1.3 | 16.2 | 21 | 0 | 0
30.2 | 0 | 104 | 28.4 | 0 | 0 | 0 | 0.6 | 0 | 3.6 | 0 | 4 | 8 | 0 | 0 | 0 | 0 | 1 | 0 | 0
6.3 | 14 | 25 | 23.1 | 6.2 | 8 | 0 | 18.4 | 4 | 14 | 4 | 0 | 13 | 0 | 0 | 0 | 0 | 0 | 0 | 0
10 | 15 | 17 | 12.2 | 5.2 | 30 | 18 | 6.1 | 0 | 2.5 | 4 | 0 | 13 | 0 | 3 | 0 | 0 | 1 | 0 | 0
7.1 | 27 | 16 | 20.1 | 15.1 | 10.2 | 6.2 | 17.2 | 7 | 5.2 | 2 | 4 | 1 | 0 | 0 | 0 | 0 | 0 | 0 | 0
3.8 | 14.3 | 0 | 15.2 | 5 | 2.2 | 0 | 9.1 | 5 | 1.5 | 2.4 | 6 | 1 | 0 | 0 | 0 | 0 | 0 | 3.6 | 0
6.5 | 0 | 13 | 14.2 | 3 | 0 | 0 | 7.4 | 0 | 5 | 0 | 0 | 0 | 0 | 0 | 0 | 0 | 0 | 0 | 0
0 | 0 | 4 | 0 | 0 | 0 | 0 | 0 | 0 | 1 | 2 | 0 | 0 | 0 | 0 | 0 | 0 | 1 | 0 | 0
9.7 | 38 | 12 | 0 | 0 | 2.2 | 24.4 | 0 | 0 | 2.4 | 3 | 0 | 0 | 0 | 0 | 0 | 0 | 0 | 0 | 0
4.4 | 0 | 14 | 0 | 3 | 1 | 0 | 24 | 1 | 27.2 | 8 | 0 | 39 | 0 | 0.4 | 0 | 23 | 19 | 63.8 | 0
0 | 29 | 0 | 0 | 5 | 7 | 6 | 8 | 0 | 17.5 | 0 | 0 | 5 | 0 | 19 | 1.3 | 5.2 | 0 | 12.7 | 0
31.4 | 0 | 27 | 30.1 | 17 | 0 | 0 | 5.4 | 0 | 0 | 4 | 0 | 0 | 14 | 33 | 3.4 | 0 | 0 | 0 | 0
0 | 0 | 0 | 20 | 31.4 | 11.2 | 0 | 6.2 | 2 | 2.5 | 3 | 0 | 0 | 33 | 0 | 0 | 0 | 0 | 0 | 0
3.7 | 0 | 10 | 14.4 | 17 | 0 | 0 | 20 | 0 | 1.5 | 3 | 0 | 1 | 0 | 0 | 0 | 0 | 0 | 0 | 0
8 | 26.2 | 14 | 16.2 | 4.3 | 5 | 0 | 5.2 | 5 | 0 | 0 | 2 | 0 | 0 | 0 | 0 | 0 | 0 | 0 | 0
5.2 | 75 | 25 | 14.2 | 10.1 | 4 | 6 | 8.8 | 7 | 0 | 0 | 0 | 0 | 0 | 4 | 0 | 0 | 0 | 0 | 0
41.2 | 86.7 | 105 | 30.1 | 6 | 8 | 24.4 | 14.2 | 20 | 7 | 5 | 6 | 1 | 0 | 0 | 0.4 | 0 | 11 | 1.8 | 0
13.1 | 14.4 | 44 | 35 | 59 | 5.2 | 9.4 | 54 | 120 | 29.4 | 26 | 26 | 22 | 0 | 0 | 0 | 9.2 | 0 | 23.9 | 0
18.3 | 18 | 40 | 39 | 29.2 | 1.5 | 6.8 | 0 | 10 | 15.3 | 8.6 | 18 | 5 | 0 | 5 | 0 | 1 | 0 | 11.7 | 0
60 | 81.3 | 107 | 42.4 | 37.3 | 2.3 | 12 | 53.4 | 36 | 26 | 14 | 53 | 14 | 10 | 8 | 0.3 | 0 | 4 | 7.3 | 0
36.5 | 0 | 75 | 48.1 | 83.1 | 60.3 | 0 | 62.2 | 22 | 14.5 | 12 | 25 | 11 | 0 | 3 | 0.8 | 2.3 | 3 | 16.8 | 0
28.2 | 0 | 64 | 95 | 85 | 2.8 | 0 | 27 | 25 | 9 | 10 | 10 | 15 | 3 | 0 | 0 | 4.2 | 0 | 6.6 | 0
5.1 | 96 | 24 | 94.4 | 72 | 2.3 | 0 | 50.2 | 13 | 5.6 | 10 | 2 | 9 | 0 | 0 | 0 | 1.8 | 0 | 1 | 0
3.5 | 0 | 12 | 50 | 3 | 6 | 0 | 3.4 | 0.1 | 0.5 | 0 | 0 | 0 | 0 | 0 | 0 | 0 | 0 | 0 | 0
3 | 0 | 0 | 10 | 3 | 0 | 0 | 0 | 0 | 0 | 0 | 0 | 0 | 0 | 0 | 0 | 0 | 0 | 0 | 0
0 | 0 | 0 | 0 | 6 | 0 | 0 | 3 | 0 | 0 | 0 | 0 | 0 | 0 | 0 | 0 | 0 | 0 | 0 | 0
5.7714 | 5.7714 | 5.7714 | 10.1 | 2 | 0 | 0 | 6.4 | 0 | 0 | 0 | 0 | 0 | 0 | 0 | 0 | 0 | 0 | 0 | 0
0 | 0 | 0 | 0 | 0 | 0 | 0 | 0 | 0 | 0 | 0 | 0 | 0 | 0 | 0 | 0 | 0 | 0 | 0 | 0
8.6286 | 8.6286 | 8.6286 | 15.1 | 2.3 | 0 | 0 | 4.6 | 0 | 0 | 0 | 0 | 0 | 0 | 0 | 0 | 0 | 0 | 0 | 0
3.4286 | 3.4286 | 3.4286 | 6 | 0 | 0 | 0 | 0 | 0 | 0 | 0 | 0 | 0 | 0 | 0 | 1.1 | 0 | 18 | 0 | 0
11.5429 | 11.5429 | 11.5429 | 20.2 | 3 | 0 | 0 | 3.4 | 0.3 | 0 | 0 | 0.6 | 0 | 0 | 0 | 0 | 19.6 | 0 | 12.4 | 0
16.2286 | 16.2286 | 16.2286 | 28.4 | 5.1 | 9 | 0 | 2.2 | 0 | 0 | 0 | 0 | 0 | 0 | 0 | 0 | 0 | 0 | 0 | 0
17.4857 | 17.4857 | 17.4857 | 30.6 | 3 | 7.2 | 0 | 0 | 0 | 0 | 0 | 0 | 0 | 0 | 15 | 0.3 | 0 | 4 | 0 | 0
5.2571 | 5.2571 | 5.2571 | 9.2 | 27.2 | 1 | 0 | 0.2 | 0 | 0 | 4 | 0 | 45 | 0 | 0 | 0 | 7.5 | 4 | 2.5 | 0
0 | 0 | 0 | 0 | 0 | 0 | 0 | 0 | 0 | 36.5 | 9 | 0 | 28 | 0 | 42 | 0 | 10.1 | 0 | 0 | 0
0 | 0 | 0 | 0 | 0 | 0 | 0 | 0 | 0 | 3 | 0 | 0 | 0 | 0 | 0 | 0 | 0 | 0 | 0 | 0
0 | 0 | 0 | 0 | 0 | 2 | 0 | 0 | 0 | 0 | 0 | 0 | 0 | 0 | 0 | 0 | 0 | 0 | 0 | 0
5.7714 | 5.7714 | 5.7714 | 10.1 | 0 | 8.6 | 0 | 0 | 0 | 0.5 | 0 | 2 | 0 | 10 | 0 | 1 | 0 | 0 | 0 | 0
6.8571 | 6.8571 | 6.8571 | 12 | 0 | 0 | 0 | 2 | 0 | 5.6 | 7 | 0 | 10 | 0 | 0 | 1 | 0 | 4 | 30.5 | 0
40.0571 | 40.0571 | 40.0571 | 70.1 | 62 | 2 | 63.2 | 19.6 | 36 | 14.7 | 5 | 21 | 5 | 0 | 0 | 0 | 12.1 | 4.1 | 23.6 | 0
11.4286 | 11.4286 | 11.4286 | 20 | 4.1 | 1 | 38.5 | 13 | 2 | 0 | 10 | 0 | 27 | 0 | 0 | 0.4 | 0 | 0 | 0 | 0
8.0571 | 8.0571 | 8.0571 | 14.1 | 7.3 | 0 | 0 | 0 | 0 | 1.5 | 3 | 0 | 0 | 0 | 0 | 0 | 0 | 17 | 0 | 0
7.0857 | 7.0857 | 7.0857 | 12.4 | 0 | 3.5 | 0 | 0 | 0 | 5.2 | 3 | 0 | 23 | 0 | 14 | 1.2 | 5 | 0 | 6.6 | 0
9.2571 | 9.2571 | 9.2571 | 16.2 | 6.2 | 0 | 0 | 0 | 0 | 5 | 5 | 0 | 13 | 20 | 3 | 0 | 30.1 | 22.1 | 53.1 | 0
8.1143 | 8.1143 | 8.1143 | 14.2 | 0 | 1.4 | 9.7 | 1.6 | 22 | 23 | 13 | 22 | 46 | 18 | 0 | 0 | 14.2 | 3 | 36.6 | 0
11.6571 | 11.6571 | 11.6571 | 20.4 | 3 | 3.3 | 53 | 1.1 | 0 | 0 | 2 | 0 | 2 | 0 | 11 | 0 | 6.2 | 12 | 32.5 | 0
31.4857 | 31.4857 | 31.4857 | 55.1 | 9 | 0 | 2.5 | 11.2 | 11 | 58 | 10.4 | 11 | 31 | 0 | 0 | 1.9 | 31 | 0 | 8.6 | 0
17.3714 | 17.3714 | 17.3714 | 30.4 | 3 | 0 | 15.5 | 3.2 | 0 | 21.2 | 16 | 0 | 1 | 0 | 5 | 1.5 | 22 | 65 | 7.9 | 0
10.3429 | 10.3429 | 10.3429 | 18.1 | 6 | 19.6 | 6 | 7 | 17 | 22 | 24 | 17 | 46 | 30 | 4 | 1.9 | 45.5 | 49 | 55.1 | 0
12.2286 | 12.2286 | 12.2286 | 21.4 | 8.1 | 6.2 | 7.6 | 4.2 | 24 | 3.4 | 4.4 | 24 | 22 | 32 | 83 | 9.6 | 51.2 | 0 | 27.9 | 0
8.1143 | 8.1143 | 8.1143 | 14.2 | 5.3 | 7.2 | 3 | 9.6 | 80 | 49 | 50.6 | 80 | 144 | 34 | 6 | 0.6 | 76.2 | 6 | 49.5 | 0
7.0857 | 7.0857 | 7.0857 | 12.4 | 0 | 0 | 0 | 3.1 | 8 | 1.5 | 4 | 8 | 4 | 7 | 2 | 0.3 | 9.5 | 17 | 19.6 | 0
8.6857 | 8.6857 | 8.6857 | 15.2 | 0 | 0 | 0 | 0 | 0.4 | 0 | 2 | 0.4 | 10 | 5 | 0 | 0.7 | 8.2 | 5 | 3.6 | 0
11.4857 | 11.4857 | 11.4857 | 20.1 | 6 | 5 | 0 | 5 | 32 | 10.8 | 9 | 32 | 0 | 11 | 4 | 0 | 6.3 | 13 | 7.9 | 0
17.3714 | 17.3714 | 17.3714 | 30.4 | 0 | 0 | 0 | 0 | 0 | 0 | 0 | 0 | 20 | 0 | 30 | 1.1 | 0 | 2 | 0 | 0
18.3429 | 18.3429 | 18.3429 | 32.1 | 0 | 0 | 0 | 0 | 4 | 2.2 | 7 | 4 | 0 | 0 | 0 | 1.8 | 6.8 | 0 | 28.2 | 0
3.3 | 0 | 8.5 | 16.1 | 8.1 | 0 | 0 | 1.6 | 0 | 4.3 | 6 | 5 | 15 | 26 | 24 | 30.5 | 7.2 | 20 | 9.4 | 0
3.3 | 0 | 14.2 | 27.4 | 12 | 2 | 0 | 10 | 0 | 22.2 | 23 | 15 | 18 | 13 | 0 | 9.3 | 22.2 | 16.3 | 24.1 | 0
11 | 40 | 14.2 | 30 | 2 | 0 | 0 | 1.4 | 0 | 13.2 | 10 | 9 | 12 | 6 | 0 | 0 | 3.2 | 0 | 3.8 | 0
9.5 | 6 | 4 | 26.3 | 0 | 0 | 0 | 0 | 0 | 0 | 0 | 0 | 0 | 0 | 0 | 0 | 0 | 12 | 0 | 0
0 | 6 | 19 | 0 | 0 | 0 | 0 | 0 | 0 | 0 | 0 | 0 | 0 | 0 | 0 | 9.8 | 2.2 | 0 | 0 | 0
1 | 35.3 | 16.9 | 5.1 | 0 | 6.4 | 0 | 0 | 0 | 20.6 | 8 | 2 | 11 | 0 | 0 | 0 | 0 | 16.2 | 0 | 0
12.2 | 7.3 | 16.3 | 14.2 | 4.1 | 2.2 | 0 | 4 | 2 | 2.4 | 2 | 35 | 7 | 3 | 0 | 0 | 5.4 | 0 | 8.9 | 0
5.7 | 0 | 22.5 | 7.1 | 2 | 12 | 0 | 0 | 0 | 1 | 0 | 2 | 0 | 0 | 0 | 4 | 0 | 0 | 0 | 0
19.3 | 0 | 0 | 30.4 | 16 | 0 | 0 | 14 | 5 | 13.4 | 10 | 25 | 10 | 10 | 0 | 17.5 | 0 | 0 | 0 | 0
0 | 0 | 2.6 | 0 | 0 | 0 | 0 | 4 | 3 | 1 | 0 | 3 | 0 | 0 | 0 | 0 | 0 | 0 | 5.6 | 0
0 | 0 | 0 | 14.2 | 0 | 0 | 0 | 0 | 0 | 0 | 0 | 0 | 42 | 1 | 0 | 0 | 0 | 0 | 0 | 0
0 | 5 | 0 | 0 | 1.2 | 0 | 0 | 0 | 0 | 0 | 2 | 0 | 9 | 0 | 0 | 0 | 10 | 15 | 0 | 0
0 | 0 | 3.5 | 16 | 0 | 0 | 0 | 0 | 0 | 0 | 0 | 0 | 30 | 0 | 0 | 0 | 3.4 | 0 | 13 | 0
0 | 0 | 4.6 | 10.1 | 0 | 3.2 | 0 | 0 | 0 | 1.5 | 0 | 0 | 0 | 0 | 0 | 0 | 2 | 2 | 11.2 | 0
0 | 0 | 4.1 | 12 | 0 | 0 | 0 | 0 | 8 | 2 | 3 | 0 | 0 | 6 | 0 | 0 | 0 | 0 | 6.4 | 0
11.5 | 0 | 0 | 14.2 | 0 | 0 | 32 | 0 | 0 | 0 | 0 | 0 | 0 | 0 | 0 | 0 | 0 | 0 | 0 | 0
0 | 0 | 0 | 11.1 | 3.2 | 0 | 0 | 17 | 0 | 0 | 0 | 0 | 0 | 0 | 0 | 0 | 0 | 0 | 0 | 0
0 | 0 | 0 | 0 | 0 | 0 | 0 | 0 | 0 | 0 | 0 | 0 | 0 | 0 | 0 | 0 | 0 | 0 | 0 | 0
0 | 3 | 0 | 0 | 0 | 0 | 0 | 0 | 0 | 0 | 0 | 0 | 0 | 0 | 0 | 0 | 0 | 0 | 0 | 0
3.5 | 0 | 0 | 0 | 0 | 0 | 0 | 0 | 0 | 0 | 0 | 0 | 0 | 0 | 0 | 0 | 0 | 0 | 0 | 0
0 | 20 | 0 | 0 | 0 | 0 | 0 | 0 | 0 | 6.8 | 0 | 0 | 10 | 0 | 0 | 0 | 0 | 0 | 0 | 0
0 | 0 | 13.2 | 0 | 0 | 0 | 0 | 0 | 0 | 14 | 15 | 0 | 58.3 | 40 | 15 | 14 | 22 | 0 | 0 | 0
3.1 | 0 | 1.3 | 16.2 | 0 | 3 | 0 | 0 | 0 | 6.8 | 15 | 0 | 0 | 18 | 0 | 0 | 10.3 | 0 | 13.2 | 0
0 | 0 | 0 | 0 | 2 | 11 | 0 | 1 | 3 | 0 | 1 | 12 | 28.2 | 0 | 0 | 0 | 4.3 | 33.5 | 79 | 0
0 | 0 | 0 | 0 | 0 | 0 | 0 | 0 | 21 | 0 | 0 | 0 | 0 | 0 | 0 | 0 | 0 | 10 | 0 | 0
0 | 0 | 0 | 0 | 0 | 0 | 0 | 0 | 0 | 0 | 0 | 0 | 0 | 0 | 0 | 0 | 0 | 0 | 0 | 0
0 | 0 | 0 | 0 | 0 | 0 | 0 | 0 | 0 | 0 | 0 | 0 | 0 | 0 | 0 | 0 | 0 | 0 | 0 | 0
0 | 0 | 0 | 0 | 0 | 0 | 0 | 0 | 0 | 0 | 0 | 0 | 0 | 0 | 0 | 0 | 0 | 0 | 0 | 0
0 | 0 | 0 | 0 | 0 | 0 | 0 | 0 | 0 | 0 | 0 | 0 | 0 | 0 | 0 | 0 | 0 | 0 | 0 | 0
0 | 0 | 0 | 0 | 0 | 0 | 0 | 0 | 0 | 0 | 0 | 0 | 0 | 0 | 0 | 0 | 0 | 0 | 0 | 0
0 | 0 | 0 | 0 | 0 | 0 | 0 | 0 | 0 | 0 | 0 | 0 | 0 | 0 | 0 | 0 | 0 | 0 | 0 | 0
0 | 0 | 0 | 0 | 0 | 0 | 0 | 0 | 0 | 0 | 0 | 0 | 0 | 0 | 0 | 0 | 0 | 0 | 0 | 0
0 | 0 | 5 | 0 | 0 | 0 | 0 | 0 | 0 | 0 | 0 | 0 | 0 | 0 | 0 | 22.7 | 0 | 0 | 0 | 0
0 | 0 | 0 | 0 | 0 | 0 | 0 | 0 | 0 | 0 | 0 | 0 | 4 | 82 | 75 | 29 | 2 | 0 | 0 | 0
0 | 0 | 0 | 0 | 0 | 0 | 0 | 0 | 0 | 0 | 0 | 11 | 1 | 23.5 | 20 | 5.8 | 27.5 | 42.4 | 1.3 | 0
0 | 0 | 0 | 0 | 0 | 0 | 0 | 0 | 0 | 0 | 0 | 0 | 0 | 7 | 5 | 6.4 | 0 | 0 | 0 | 0
0 | 0 | 0 | 0 | 0 | 0 | 0 | 0 | 0 | 0 | 0 | 0 | 0 | 0 | 0 | 0 | 0 | 0 | 0 | 0
0 | 0 | 0 | 0 | 0 | 0 | 0 | 0 | 0 | 0 | 0 | 0 | 0 | 0 | 0 | 0 | 0 | 0 | 0 | 0
0 | 0 | 0 | 0 | 0 | 0 | 0 | 0 | 0 | 0 | 0 | 0 | 0 | 0 | 0 | 0 | 0 | 0 | 0 | 0
0 | 0 | 0 | 0 | 0 | 0 | 0 | 0 | 0 | 0 | 0 | 0 | 0 | 0 | 0 | 0 | 0 | 0 | 0 | 0
0 | 0 | 0 | 0 | 0 | 0 | 0 | 0 | 0 | 0 | 0 | 0 | 0 | 0 | 0 | 0 | 0 | 0 | 0 | 0
0 | 0 | 0 | 0 | 0 | 0 | 0 | 0 | 0 | 0 | 0 | 3 | 0 | 0 | 0 | 19.3 | 0 | 0 | 0 | 0
0 | 0 | 0 | 0 | 0 | 0 | 0 | 0 | 0 | 2 | 0 | 0 | 15 | 0 | 0 | 0 | 6.3 | 11 | 4.1 | 0
0 | 0 | 0 | 0 | 0 | 0 | 0 | 0 | 0 | 0 | 0 | 0 | 0 | 0 | 0 | 2 | 0 | 0 | 0 | 0
0 | 0 | 0 | 0 | 0 | 0 | 0 | 0 | 0 | 0 | 0 | 0 | 0 | 0 | 0 | 0 | 0 | 0 | 0 | 0
0 | 0 | 0 | 0 | 0 | 0 | 0 | 0 | 0 | 0 | 0 | 0 | 0 | 0 | 0 | 0 | 0 | 0 | 0 | 0
0 | 0 | 0 | 0 | 0 | 0 | 0 | 0 | 0 | 0 | 0 | 0 | 0 | 0 | 0 | 0 | 0 | 0 | 0 | 0
0 | 0 | 0 | 0 | 0 | 0 | 0 | 0 | 0 | 0 | 0 | 0 | 0 | 0 | 0 | 0 | 0 | 0 | 0 | 0
0 | 0 | 0 | 0 | 0 | 0 | 11.3 | 0 | 0 | 0 | 0 | 0 | 0 | 0 | 0 | 0 | 0 | 0 | 0 | 0
0 | 0 | 0 | 0 | 0 | 0 | 0 | 0 | 0 | 0 | 0 | 0 | 0 | 0 | 0 | 21.2 | 0 | 0 | 0 | 0
1.2 | 1.2 | 0 | 0 | 0 | 0 | 0 | 1.2 | 3 | 4 | 3 | 12 | 9 | 12 | 0 | 25 | 2.3 | 0 | 0 | 0
0 | 0 | 0 | 0 | 0 | 0 | 0 | 0 | 1 | 0.5 | 1 | 3 | 4 | 0 | 26 | 28 | 0 | 13.2 | 0 | 0
0 | 0 | 0 | 0 | 0 | 0 | 0 | 0 | 0 | 8 | 9 | 35 | 20.2 | 33 | 14 | 12.3 | 7.5 | 0 | 5.6 | 0
23.2 | 23.2 | 33 | 0 | 0 | 0 | 53 | 0 | 0 | 3.6 | 2 | 5 | 15 | 6 | 200 | 0 | 8.2 | 0 | 6.4 | 0
0 | 0 | 0 | 9.2 | 32.3 | 33.6 | 0 | 28.4 | 32 | 67 | 55 | 91 | 179 | 224 | 0 | 0 | 132 | 6.2 | 138.9 | 0
0 | 0 | 0 | 0 | 0 | 0 | 0 | 0 | 0 | 0 | 50 | 0 | 0 | 0 | 0 | 182.5 | 0 | 114.3 | 31 | 0
0 | 0 | 0 | 0 | 0 | 0 | 0 | 0 | 0 | 0 | 0 | 0 | 0 | 0 | 0 | 0 | 0 | 0 | 47 | 0
0 | 0 | 0 | 0 | 0 | 0 | 0 | 0 | 0 | 0 | 0 | 0 | 0 | 0 | 0 | 0 | 0 | 0 | 0 | 0
0 | 0 | 0 | 0 | 0 | 0 | 0 | 0 | 0 | 0 | 0 | 0 | 0 | 0 | 0 | 0 | 0 | 0 | 0 | 0
56 | 56 | 56 | 15 | 0 | 0 | 111 | 0 | 28 | 0 | 0 | 0 | 0 | 0 | 0 | 0 | 0 | 0 | 0 | 0
49 | 49 | 49 | 8 | 53 | 4.6 | 0 | 66.4 | 0 | 79 | 0 | 23 | 104.2 | 27 | 30 | 54 | 80.5 | 87 | 0 | 0
0 | 0 | 0 | 7 | 72.3 | 0 | 0 | 113.2 | 5 | 53 | 41 | 32 | 96 | 32 | 30 | 5 | 56.6 | 127.1 | 185.2 | 0
0 | 0 | 0 | 0 | 0 | 0 | 0 | 0 | 0 | 0.5 | 0 | 0 | 2 | 13 | 15 | 4 | 1.2 | 3 | 0 | 0
0 | 0 | 0 | 0 | 0 | 0 | 0 | 0 | 0 | 0 | 0 | 0 | 0 | 0 | 0 | 0 | 0 | 0 | 3.6 | 0
0 | 0 | 0 | 0 | 0 | 0 | 0 | 0 | 0 | 0 | 0 | 0 | 0 | 0 | 0 | 0 | 0 | 0 | 0 | 0
0 | 0 | 0 | 0 | 0 | 0 | 0 | 0 | 1 | 0 | 0 | 2 | 2 | 3 | 4 | 0 | 0 | 0 | 0 | 0
0 | 0 | 0 | 0 | 0 | 0 | 0 | 0 | 1 | 0 | 0 | 0 | 0 | 0 | 0 | 0 | 0 | 0 | 0 | 0
0 | 0 | 0 | 0 | 0 | 0 | 0 | 0 | 0 | 0 | 0 | 0 | 0 | 0 | 0 | 0 | 0 | 0 | 0 | 0
0 | 0 | 0 | 0 | 0 | 0 | 0 | 0 | 0 | 0 | 0 | 0 | 0 | 0 | 0 | 0 | 0 | 0 | 0 | 0
0 | 0 | 0 | 0 | 0 | 0 | 0 | 0 | 0 | 0 | 0 | 0 | 0 | 0 | 0 | 0 | 0 | 0 | 0 | 0
0 | 0 | 0 | 0 | 0 | 0 | 0 | 0 | 0 | 0 | 0 | 0 | 0 | 0 | 0 | 0 | 0 | 0 | 0 | 0
0 | 0 | 0 | 0 | 0 | 0 | 0 | 0 | 0 | 0 | 0 | 0 | 0 | 0 | 0 | 0 | 0 | 0 | 0 | 0
0 | 0 | 0 | 0 | 0 | 0 | 0 | 0 | 0 | 0 | 0 | 0 | 0 | 0 | 0 | 0 | 0 | 0 | 0 | 0
0 | 0 | 0 | 0 | 0 | 0 | 0 | 0 | 0 | 0 | 0 | 0 | 0 | 0 | 0 | 0 | 0 | 0 | 0 | 0
0 | 0 | 0 | 0 | 0 | 0 | 0 | 0 | 0 | 0 | 0 | 0 | 0 | 0 | 0 | 0 | 0 | 0 | 0 | 0
0 | 0 | 0 | 0 | 0 | 0 | 0 | 0 | 0 | 0 | 0 | 0 | 0 | 0 | 0 | 0 | 0 | 0 | 0 | 0
0 | 0 | 0 | 0 | 0 | 0 | 0 | 0 | 0 | 0 | 0 | 0 | 0 | 0 | 0 | 0 | 0 | 0 | 0 | 0
0 | 0 | 0 | 0 | 0 | 0 | 0 | 0 | 0 | 0 | 0 | 0 | 0 | 0 | 0 | 0 | 0 | 0 | 0 | 0
0 | 0 | 0 | 0 | 0 | 0 | 0 | 0 | 0 | 0 | 0 | 0 | 0 | 0 | 0 | 0 | 0 | 0 | 0 | 0
0 | 0 | 0 | 0 | 0 | 0 | 0 | 0 | 0 | 0 | 0 | 0 | 0 | 0 | 0 | 0 | 0 | 0 | 0 | 0
0 | 0 | 0 | 0 | 0 | 0 | 0 | 0 | 0 | 0 | 0 | 0 | 0 | 0 | 10 | 0 | 0 | 0 | 0 | 0
0 | 0 | 0 | 0 | 0 | 0 | 0 | 0 | 0 | 0 | 0 | 0 | 0 | 0 | 0 | 0 | 0 | 0 | 0 | 0
0 | 0 | 0 | 0 | 0 | 0 | 0 | 0 | 0 | 0 | 0 | 0 | 0 | 0 | 0 | 0 | 0 | 0 | 0 | 0
0 | 0 | 0 | 0 | 0 | 0 | 0 | 0 | 0 | 0 | 0 | 0 | 0 | 0 | 0 | 0 | 0 | 0 | 0 | 0
0 | 0 | 0 | 0 | 0 | 0 | 0 | 0 | 0 | 0 | 0 | 0 | 0 | 0 | 0 | 0 | 0 | 0 | 0 | 0
0 | 0 | 0 | 0 | 0 | 0 | 0 | 0 | 0 | 0 | 0 | 0 | 0 | 0 | 0 | 0 | 0 | 0 | 0 | 0
0 | 0 | 0 | 0 | 0 | 0 | 0 | 0 | 0 | 0 | 0 | 0 | 0 | 0 | 0 | 0 | 0 | 0 | 0 | 0
0 | 0 | 0 | 0 | 0 | 0 | 0 | 0 | 0 | 0 | 0 | 0 | 41 | 0 | 0 | 12.3 | 0 | 0 | 0 | 0
0 | 0 | 0 | 0 | 0 | 0 | 0 | 1.2 | 5 | 10 | 13 | 8 | 74 | 32 | 31 | 24 | 1.2 | 0 | 0 | 0
0 | 0 | 0 | 0 | 4.2 | 0 | 32 | 15.4 | 45 | 20 | 30 | 22 | 2 | 26 | 26 | 8.5 | 18.2 | 20.1 | 71.1 | 0
0 | 0 | 0 | 0 | 4 | 0 | 0 | 0 | 0 | 0 | 0 | 3 | 0 | 0 | 0 | 23.5 | 29.4 | 29 | 20.8 | 0
0 | 0 | 0 | 0 | 0 | 0 | 0 | 0 | 0 | 0 | 0 | 2 | 0 | 31 | 3.5 | 43.5 | 7.5 | 4.1 | 0 | 0
0 | 0 | 0 | 0 | 0 | 0 | 0 | 0 | 0 | 0 | 2 | 0 | 0 | 5 | 5 | 2 | 10.2 | 8.3 | 9.9 | 5.5
0 | 0 | 0 | 0 | 0 | 0 | 0 | 0 | 0 | 0 | 0 | 0 | 0 | 30 | 30 | 0 | 0 | 0 | 0 | 5.5
0 | 0 | 0 | 0 | 0 | 0 | 0 | 0 | 0 | 2 | 0 | 10 | 17 | 0 | 0 | 25.4 | 17.3 | 22.4 | 42.4 | 5.5
0 | 0 | 0 | 0 | 0 | 0 | 0 | 0 | 0 | 0 | 0 | 0 | 0 | 0 | 0 | 0 | 0 | 0 | 0 | 5.5
0 | 0 | 0 | 0 | 0 | 0 | 0 | 0 | 0 | 0 | 0 | 0 | 0 | 0 | 0 | 0 | 0 | 0 | 0 | 5.5
0 | 0 | 0 | 0 | 0 | 0 | 0 | 0 | 0 | 0 | 0 | 0 | 0 | 0 | 0 | 0 | 0 | 0 | 0 | 5.5
0 | 0 | 0 | 0 | 0 | 0 | 0 | 0 | 0 | 0 | 0 | 0 | 0 | 0 | 0 | 0 | 0 | 0 | 0 | 5.5
0 | 0 | 0 | 0 | 0 | 0 | 0 | 0 | 0 | 0 | 0 | 0 | 0 | 0 | 0 | 0 | 0 | 0 | 0 | 5.5
0 | 0 | 0 | 0 | 0 | 0 | 0 | 0 | 0 | 0 | 0 | 0 | 0 | 0 | 0 | 0 | 0 | 0 | 0 | 5.5
0 | 0 | 0 | 0 | 0 | 0 | 0 | 0 | 0 | 0 | 0 | 0 | 0 | 0 | 0 | 0 | 0 | 0 | 0 | 5.5
0 | 0 | 0 | 0 | 0 | 0 | 0 | 0 | 0 | 0 | 0 | 0 | 0 | 0 | 0 | 0 | 0 | 0 | 0 | 5.5
0 | 0 | 0 | 0 | 0 | 0 | 0 | 0 | 0 | 0 | 0 | 0 | 0 | 0 | 0 | 0 | 0 | 0 | 0 | 5.5
0 | 0 | 0 | 0 | 0 | 0 | 0 | 0 | 0 | 0 | 0 | 0 | 0 | 3 | 3 | 0 | 0 | 0 | 0 | 5.5
0 | 0 | 0 | 0 | 0 | 0 | 0 | 0 | 0 | 0 | 0 | 0 | 0 | 0 | 0 | 0 | 0 | 0 | 0 | 5.5
0 | 0 | 0 | 0 | 0 | 0 | 0 | 0 | 0 | 0 | 0 | 0 | 0 | 0 | 0 | 0 | 0 | 0 | 0 | 5.5
0 | 0 | 0 | 0 | 0 | 0 | 0 | 0 | 0 | 0 | 0 | 0 | 0 | 0 | 0 | 0 | 0 | 0 | 0 | 5.5
0 | 0 | 0 | 0 | 0 | 0 | 0 | 0 | 0 | 0 | 0 | 0 | 0 | 0 | 0 | 0 | 0 | 0 | 0 | 5.5
0 | 0 | 0 | 0 | 0 | 0 | 0 | 0 | 0 | 0 | 0 | 0 | 0 | 0 | 0 | 0 | 1.3 | 0 | 0 | 5.5
0 | 0 | 0 | 0 | 0 | 0 | 0 | 0 | 0 | 0 | 0 | 0 | 0 | 0 | 0 | 0 | 0 | 0 | 0 | 5.5
0 | 0 | 0 | 0 | 0 | 0 | 0 | 0 | 0 | 0 | 0 | 0 | 0 | 0 | 0 | 0 | 0 | 0 | 0 | 5.5
0 | 0 | 0 | 0 | 0 | 0 | 0 | 0 | 0 | 0 | 0 | 0 | 0 | 0 | 0 | 0 | 0 | 0 | 0 | 5.5
0 | 0 | 0 | 0 | 0 | 0 | 0 | 0 | 0 | 0 | 0 | 0 | 0 | 0 | 0 | 0 | 0 | 0 | 0 | 5.5
0 | 0 | 0 | 0 | 0 | 0 | 0 | 0 | 0 | 0 | 0 | 0 | 0 | 0 | 0 | 0 | 0 | 0 | 0 | 5.5
0 | 0 | 0 | 0 | 0 | 0 | 0 | 0 | 0 | 0 | 0 | 0 | 0 | 0 | 0 | 3 | 0 | 0 | 0 | 5.5
0 | 0 | 0 | 0 | 0 | 0 | 0 | 0 | 0 | 0 | 0 | 0 | 0 | 0 | 0 | 3.5 | 0 | 0 | 0 | 5.5
0 | 0 | 0 | 0 | 0 | 0 | 0 | 0 | 0 | 0 | 0 | 0 | 0 | 0 | 0 | 0 | 0 | 0 | 0 | 5.5
0 | 0 | 0 | 0 | 0 | 0 | 0 | 0 | 0 | 0 | 0 | 0 | 0 | 0 | 0 | 0 | 0 | 0 | 0 | 5.5
0 | 0 | 0 | 0 | 0 | 0 | 0 | 0 | 0 | 0 | 0 | 0 | 0 | 0 | 0 | 0 | 0 | 0 | 0 | 5.5
0 | 0 | 0 | 0 | 0 | 0 | 0 | 0 | 0 | 0 | 0 | 0 | 0 | 0 | 0 | 0 | 0 | 0 | 0 | 5.5
0 | 0 | 0 | 0 | 0 | 0 | 0 | 0 | 0 | 0 | 0 | 0 | 0 | 0 | 0 | 0 | 0 | 0 | 0 | 5.5
0 | 0 | 0 | 0 | 0 | 0 | 0 | 0 | 0 | 0 | 0 | 0 | 0 | 0 | 0 | 0 | 0 | 0 | 0 | 5.5
0 | 0 | 0 | 0 | 0 | 0 | 0 | 0 | 0 | 2 | 0 | 2 | 7 | 0 | 0 | 0 | 5 | 7 | 0 | 11
0 | 0 | 0 | 0 | 0 | 0 | 0 | 0 | 0 | 0 | 0 | 0 | 0 | 0 | 0 | 0 | 0 | 0 | 0 | 11
0 | 0 | 0 | 0 | 0 | 0 | 0 | 0 | 0 | 0 | 0 | 0 | 0 | 0 | 0 | 0 | 0 | 0 | 0 | 11
0 | 0 | 0 | 0 | 0 | 0 | 0 | 0 | 0 | 0 | 0 | 0 | 0 | 0 | 0 | 0 | 0 | 0 | 0 | 11
0 | 0 | 0 | 0 | 0 | 0 | 0 | 0 | 0 | 0 | 0 | 0 | 0 | 0 | 0 | 0 | 0 | 0 | 0 | 11
0 | 0 | 0 | 0 | 0 | 0 | 0 | 0 | 0 | 0 | 0 | 0 | 0 | 0 | 0 | 0 | 0 | 0 | 0 | 11
0 | 0 | 0 | 0 | 0 | 0 | 0 | 0 | 0 | 0 | 0 | 0 | 0 | 0 | 0 | 0 | 0 | 0 | 0 | 11
0 | 0 | 0 | 0 | 0 | 0 | 0 | 0 | 0 | 0 | 0 | 0 | 0 | 0 | 0 | 0 | 0 | 0 | 0 | 11
0 | 0 | 0 | 0 | 0 | 0 | 0 | 0 | 0 | 0 | 0 | 0 | 0 | 0 | 0 | 0 | 0 | 0 | 0 | 11
0 | 0 | 0 | 0 | 0 | 0 | 0 | 0 | 0 | 0 | 0 | 0 | 0 | 0 | 0 | 0 | 0 | 0 | 0 | 11
0 | 0 | 0 | 0 | 0 | 0 | 0 | 0 | 0 | 0 | 0 | 0 | 0 | 0 | 0 | 0 | 0 | 0 | 0 | 11
0 | 0 | 0 | 0 | 0 | 0 | 0 | 0 | 0 | 0 | 0 | 0 | 0 | 0 | 0 | 0 | 0 | 0 | 0 | 11
0 | 0 | 0 | 0 | 0 | 0 | 0 | 0 | 0 | 0 | 0 | 0 | 0 | 0 | 0 | 0 | 0 | 0 | 0 | 11
0 | 0 | 0 | 0 | 0 | 0 | 0 | 0 | 0 | 0 | 0 | 0 | 0 | 0 | 0 | 0 | 0 | 0 | 0 | 11
0 | 0 | 0 | 0 | 0 | 0 | 0 | 0 | 0 | 0 | 0 | 0 | 0 | 0 | 0 | 0 | 0 | 0 | 0 | 11
0 | 0 | 0 | 0 | 0 | 0 | 0 | 0 | 0 | 0 | 0 | 0 | 0 | 0 | 0 | 0 | 0 | 0 | 0 | 11
0 | 0 | 0 | 0 | 0 | 0 | 0 | 0 | 0 | 0 | 0 | 0 | 0 | 0 | 0 | 0 | 0 | 0 | 0 | 11
0 | 0 | 0 | 0 | 0 | 0 | 0 | 0 | 0 | 0 | 0 | 0 | 0 | 0 | 0 | 0 | 0 | 0 | 0 | 11
0 | 0 | 0 | 0 | 0 | 0 | 0 | 0 | 0 | 0 | 0 | 0 | 0 | 0 | 0 | 0 | 0 | 0 | 0 | 11
0 | 0 | 0 | 0 | 0 | 0 | 0 | 0 | 0 | 0 | 0 | 0 | 0 | 0 | 0 | 0 | 0 | 0 | 0 | 11
0 | 0 | 0 | 0 | 0 | 0 | 0 | 0 | 0 | 0 | 0 | 0 | 0 | 0 | 0 | 0 | 0 | 0 | 0 | 11
0 | 0 | 0 | 0 | 0 | 0 | 0 | 0 | 0 | 0 | 0 | 0 | 0 | 0 | 0 | 0 | 0 | 0 | 0 | 11
0 | 0 | 0 | 0 | 0 | 0 | 0 | 0 | 0 | 0 | 0 | 0 | 0 | 0 | 0 | 0 | 0 | 0 | 0 | 11
0 | 0 | 0 | 0 | 0 | 0 | 0 | 0 | 0 | 0 | 0 | 0 | 0 | 0 | 0 | 0 | 0 | 0 | 0 | 11
0 | 0 | 0 | 0 | 0 | 0 | 0 | 0 | 0 | 0 | 0 | 0 | 0 | 0 | 0 | 0 | 0 | 0 | 0 | 11
0 | 0 | 0 | 0 | 0 | 0 | 0 | 0 | 0 | 0 | 0 | 0 | 0 | 0 | 0 | 0 | 0 | 0 | 0 | 11
0 | 0 | 0 | 0 | 0 | 0 | 0 | 0 | 0 | 0 | 0 | 0 | 0 | 0 | 0 | 0 | 0 | 0 | 0 | 11
0 | 0 | 0 | 0 | 0 | 0 | 0 | 0 | 0 | 0 | 0 | 0 | 0 | 0 | 0 | 0 | 0 | 0 | 0 | 11
0 | 0 | 0 | 0 | 0 | 0 | 0 | 0 | 0 | 0 | 0 | 0 | 0 | 0 | 0 | 0 | 0 | 0 | 0 | 16.5
0 | 0 | 0 | 0 | 0 | 0 | 0 | 0 | 0 | 0 | 0 | 0 | 0 | 0 | 0 | 0 | 0 | 0 | 0 | 16.5
0 | 0 | 0 | 0 | 0 | 0 | 0 | 0 | 0 | 0 | 0 | 0 | 0 | 0 | 0 | 0 | 0 | 0 | 0 | 16.5
0 | 0 | 0 | 0 | 0 | 0 | 0 | 0 | 0 | 0 | 0 | 0 | 0 | 0 | 0 | 0 | 0 | 0 | 0 | 16.5
0 | 0 | 0 | 0 | 0 | 0 | 0 | 0 | 0 | 0 | 0 | 0 | 0 | 3 | 3 | 0 | 0 | 0 | 0 | 16.5
0 | 0 | 0 | 0 | 0 | 0 | 0 | 0 | 0 | 0 | 0 | 0 | 0 | 0 | 0 | 0 | 0 | 0 | 0 | 16.5
0 | 0 | 0 | 0 | 0 | 1.2 | 0 | 0 | 0 | 0 | 0 | 0 | 0 | 0 | 0 | 0 | 0 | 0 | 0 | 16.5
0 | 0 | 0 | 0 | 0 | 0 | 0 | 0 | 0 | 0 | 0 | 0 | 0 | 2 | 2 | 0 | 0 | 0 | 0 | 16.5
0 | 0 | 0 | 0 | 0 | 0 | 0 | 0 | 0 | 0 | 4 | 0 | 0 | 0 | 0 | 0 | 0 | 0 | 0 | 16.5
0 | 0 | 0 | 0 | 0 | 0 | 0 | 0 | 0 | 5.6 | 0 | 0 | 0 | 0 | 0 | 0 | 0 | 0 | 0 | 16.5
0 | 0 | 0 | 0 | 0 | 0 | 0 | 0 | 0 | 0 | 0 | 0 | 0 | 0 | 0 | 0 | 0 | 0 | 0 | 16.5
0 | 0 | 0 | 0 | 0 | 0 | 0 | 0 | 0 | 0 | 0 | 0 | 0 | 0 | 0 | 0 | 0 | 0 | 0 | 16.5
0 | 0 | 0 | 0 | 0 | 0 | 0 | 0 | 0 | 0 | 3 | 0 | 0 | 0 | 0 | 0 | 0 | 0 | 1 | 16.5
0 | 0 | 0 | 0 | 0 | 0 | 0 | 0 | 0 | 0 | 0 | 0 | 2 | 0 | 0 | 0 | 0 | 0 | 0 | 16.5
0 | 0 | 0 | 0 | 0 | 0 | 0 | 0 | 0 | 0 | 0 | 0 | 0 | 0 | 0 | 0 | 0 | 0 | 0 | 16.5
0 | 0 | 0 | 0 | 0 | 0 | 0 | 0 | 0 | 0 | 0 | 0 | 0 | 0 | 0 | 0 | 0 | 0 | 0 | 16.5
0 | 0 | 0 | 0 | 0 | 0 | 0 | 0 | 0 | 0 | 0 | 0 | 0 | 0 | 0 | 0 | 0 | 0 | 0 | 16.5
0 | 0 | 0 | 0 | 0 | 0 | 0 | 0 | 0 | 0 | 0 | 0 | 0 | 0 | 0 | 0 | 0 | 0 | 0 | 16.5
0 | 0 | 0 | 0 | 0 | 0 | 0 | 0 | 0 | 0 | 0 | 0 | 0 | 0 | 0 | 0 | 0 | 0 | 0 | 16.5
0 | 0 | 0 | 0 | 0 | 0 | 0 | 0 | 0 | 0 | 0 | 0 | 0 | 0 | 0 | 0 | 0 | 0 | 0 | 16.5
0 | 0 | 0 | 0 | 0 | 0 | 0 | 0 | 0 | 0 | 0 | 0 | 0 | 0 | 0 | 0 | 0 | 0 | 0 | 16.5
0 | 0 | 0 | 0 | 0 | 0 | 0 | 0 | 0 | 1.2 | 0 | 0 | 0 | 0 | 0 | 0 | 0 | 0 | 0 | 16.5
0 | 0 | 0 | 0 | 0 | 0 | 0 | 0 | 0 | 0 | 0 | 0 | 0 | 0 | 0 | 15.2 | 0 | 0 | 3.2 | 16.5
0 | 0 | 0 | 0 | 0 | 0 | 0 | 0 | 0 | 0 | 0 | 0 | 0 | 0 | 0 | 0 | 0 | 0 | 0 | 16.5
0 | 0 | 0 | 0 | 0 | 0 | 0 | 0 | 0 | 0 | 0 | 0 | 0 | 0 | 0 | 0 | 0 | 0 | 0 | 16.5
0 | 0 | 0 | 0 | 0 | 0 | 0 | 0 | 0 | 0 | 0 | 0 | 0 | 0 | 0 | 0 | 0 | 0 | 0 | 16.5
0 | 0 | 0 | 0 | 0 | 0 | 0 | 0 | 0 | 0 | 0 | 0 | 0 | 0 | 0 | 0 | 0 | 0 | 0 | 16.5
0 | 0 | 0 | 0 | 0 | 0 | 0 | 0 | 0 | 0 | 0 | 0 | 0 | 0 | 0 | 0 | 0 | 0 | 0 | 16.5
0 | 0 | 0 | 0 | 0 | 0 | 0 | 0 | 0 | 0 | 0 | 0 | 0 | 0 | 0 | 0 | 0 | 0 | 0 | 16.5
0 | 0 | 0 | 0 | 0 | 0 | 0 | 0 | 0 | 0 | 0 | 0 | 0 | 0 | 0 | 0 | 0 | 0 | 0 | 16.5
0 | 0 | 0 | 0 | 0 | 0 | 8.4 | 0 | 0 | 7.8 | 9 | 0 | 0 | 0 | 0 | 2.4 | 30.7 | 0 | 0 | 16.5
0 | 0 | 0 | 0 | 0 | 0 | 0 | 0 | 0 | 0 | 0 | 0 | 0 | 9 | 9 | 0 | 0 | 0 | 0 | 16.5
0 | 0 | 0 | 0 | 0 | 0 | 0 | 0 | 0 | 0 | 0 | 0 | 0 | 0 | 0 | 0 | 0 | 0 | 0 | 16.5
0 | 0 | 0 | 0 | 0 | 0 | 0 | 0 | 0 | 0 | 0 | 0 | 0 | 0 | 0 | 0 | 0 | 0 | 0 | 16.5
0 | 0 | 0 | 0 | 0 | 0 | 0 | 0 | 0 | 0 | 0 | 0 | 0 | 0 | 0 | 0 | 0 | 0 | 0 | 16.5
0 | 0 | 0 | 0 | 0 | 0 | 0 | 0 | 0 | 0 | 0 | 0 | 0 | 0 | 0 | 0 | 0 | 0 | 0 | 16.5
0 | 0 | 0 | 0 | 0 | 0 | 0 | 0 | 0 | 0 | 0 | 0 | 0 | 3 | 3 | 0 | 0 | 0 | 0 | 16.5
0 | 0 | 0 | 0 | 0 | 0 | 0 | 0 | 0 | 0 | 0 | 3 | 0 | 0 | 0 | 0 | 0 | 0 | 0 | 16.5
0 | 0 | 0 | 0 | 0 | 0 | 0 | 0 | 0 | 0 | 0 | 0 | 0 | 0 | 0 | 0 | 0 | 0 | 0 | 16.5
0 | 3.5 | 0.5 | 30.2 | 0 | 0 | 0 | 4.2 | 0 | 0 | 0 | 0 | 0 | 0 | 0 | 0 | 0 | 0 | 0 | 16.5
0 | 0 | 0 | 0 | 0 | 0 | 0 | 6 | 0 | 6.8 | 0.2 | 0 | 0 | 0 | 0 | 46 | 0 | 25 | 0 | 16.5
0 | 21 | 11 | 0 | 0 | 0 | 31.4 | 0 | 0 | 2 | 3 | 32 | 5 | 90 | 90 | 120.5 | 0 | 153 | 1.5 | 16.5
21.7 | 45 | 8.9 | 43.1 | 44 | 51.6 | 37 | 40.6 | 8.2 | 71 | 60 | 80 | 195.2 | 125 | 125 | 27.5 | 41 | 12 | 137.2 | 16.5
30 | 37 | 0 | 43.1 | 49 | 41.6 | 0 | 32.6 | 10.8 | 44.4 | 42 | 24 | 48.2 | 80.6 | 80.6 | 30 | 56.7 | 0 | 7.1 | 16.5
0 | 0 | 0 | 6.1 | 15.2 | 6.2 | 25 | 21 | 0 | 2.5 | 6 | 32 | 0 | 0 | 0 | 0 | 42.5 | 27 | 18.3 | 16.5
0 | 0 | 0 | 4 | 0 | 0 | 0 | 2.8 | 15.8 | 10 | 11 | 1 | 2 | 0 | 0 | 2 | 55.6 | 28.1 | 10.4 | 16.5
0 | 0 | 0 | 6.1 | 1.3 | 0 | 7 | 0 | 4.3 | 19.6 | 15 | 0 | 30.2 | 0 | 0 | 14 | 0 | 31 | 1.1 | 16.5
0 | 0 | 0 | 19.2 | 1.3 | 0 | 0 | 12 | 10.8 | 55 | 43 | 14 | 18.4 | 80 | 80 | 0 | 162.7 | 0 | 26.9 | 16.5
0 | 0 | 0 | 0 | 0 | 0 | 30.2 | 19.4 | 0.4 | 1.2 | 6 | 0 | 17.2 | 0 | 0 | 0 | 0 | 0 | 0 | 16.5
0 | 0 | 0 | 0 | 0 | 1.8 | 0 | 1 | 0 | 15.2 | 19 | 3 | 0 | 0 | 0 | 9.5 | 0 | 5 | 0 | 16.5
0 | 0 | 0 | 7.1 | 1.2 | 0 | 0 | 9.4 | 9.5 | 0 | 0 | 0 | 0 | 0 | 0 | 0 | 5.4 | 0 | 0 | 16.5
0 | 0 | 0 | 0 | 0 | 0 | 0 | 0 | 0 | 0 | 0 | 0 | 0 | 0 | 0 | 0 | 0 | 0 | 0 | 16.5
0 | 0 | 10.7 | 0 | 1 | 0 | 0 | 30 | 0 | 0 | 0 | 0 | 0 | 0 | 0 | 0 | 0 | 0 | 0 | 16.5
9 | 0 | 0 | 10.4 | 4.2 | 8 | 0 | 2.5 | 0 | 0 | 0 | 0 | 0 | 0 | 0 | 7.5 | 0 | 7 | 0 | 16.5
0 | 0 | 0 | 0 | 0 | 3.6 | 0 | 0 | 0 | 0 | 0 | 0 | 0 | 0 | 0 | 0 | 0 | 0 | 0 | 16.5
0 | 0 | 0 | 0 | 0 | 9.5 | 0 | 0 | 0 | 0 | 0 | 0 | 0 | 0 | 0 | 0 | 0 | 0 | 0 | 16.5
0 | 0 | 0 | 0 | 0 | 0 | 0 | 0 | 0 | 0 | 0 | 0 | 0 | 0 | 0 | 0 | 0 | 0 | 0 | 16.5
0 | 0 | 0 | 0 | 0 | 0 | 0 | 0 | 0 | 0 | 0 | 0 | 0 | 0 | 0 | 0 | 0 | 0 | 0 | 16.5
0 | 0 | 0 | 0 | 0 | 0 | 0 | 0 | 0 | 0 | 0 | 0 | 0 | 0 | 0 | 0 | 0 | 0 | 0 | 16.5
0 | 0 | 0 | 0 | 0 | 0 | 0 | 0 | 0 | 0 | 0 | 0 | 0 | 0 | 0 | 0 | 0 | 0 | 0 | 16.5
0 | 0 | 0 | 6 | 0 | 0 | 0 | 0 | 0 | 0 | 0 | 0 | 0 | 0 | 0 | 0 | 0 | 0 | 0 | 16.5
0 | 0 | 0 | 0 | 0 | 0 | 0 | 0 | 0 | 0 | 0 | 0 | 0 | 0 | 0 | 0 | 0 | 0 | 0 | 5.5
0 | 0 | 0 | 0 | 0 | 0 | 0 | 0 | 0 | 0 | 0 | 0 | 0 | 0 | 0 | 0 | 0 | 0 | 0 | 5.5
0 | 0 | 0 | 0 | 0 | 0 | 0 | 0 | 0 | 0 | 0 | 0 | 0 | 0 | 0 | 0 | 0 | 0 | 0 | 5.5
0 | 0 | 0 | 0 | 0 | 0 | 0 | 0 | 0 | 0 | 0 | 0 | 0 | 0 | 0 | 2.8 | 0.8 | 21 | 0 | 5.5
0 | 0 | 0 | 0 | 0 | 0 | 0 | 0 | 0 | 0 | 0 | 0 | 27.2 | 0 | 0 | 0 | 0 | 0 | 0 | 5.5
0 | 0 | 0 | 0 | 0 | 0 | 0 | 0 | 0 | 4.6 | 0 | 16 | 0 | 25 | 25 | 0 | 8.8 | 20.5 | 21.8 | 5.5
0 | 3 | 0 | 0 | 0 | 0 | 0 | 0 | 0 | 0 | 0 | 0 | 0 | 7 | 7 | 0 | 0 | 0.5 | 12.8 | 5.5
0 | 0 | 0 | 0 | 0 | 0 | 0 | 0 | 0 | 0 | 0 | 0 | 0 | 0 | 0 | 0 | 0 | 0 | 0 | 5.5
0 | 0 | 0 | 0 | 0 | 0 | 0 | 0 | 0 | 0 | 0 | 0 | 0 | 0 | 0 | 0 | 0 | 0 | 0 | 5.5
0 | 0 | 0 | 0 | 0 | 0 | 0 | 0 | 0 | 0 | 0 | 0 | 0 | 0 | 0 | 0 | 0 | 0 | 0 | 5.5
0 | 0 | 0 | 0 | 0 | 0 | 0 | 0 | 0 | 0 | 0 | 0 | 0 | 0 | 0 | 0 | 0 | 0 | 0 | 5.5
0 | 0 | 0 | 0 | 0 | 0 | 0 | 0 | 0 | 0 | 0 | 0 | 0 | 0 | 0 | 0 | 0 | 0 | 0 | 5.5
0 | 0 | 0 | 0 | 0 | 0 | 0 | 0 | 0 | 0 | 0 | 0 | 0 | 0 | 0 | 0 | 0 | 0 | 0 | 5.5
0 | 0 | 0 | 0 | 0 | 0 | 0 | 0 | 0 | 0 | 0 | 0 | 0 | 0 | 0 | 0 | 0 | 0 | 0 | 5.5
0 | 0 | 0 | 0 | 0 | 0 | 0 | 0 | 0 | 0 | 0 | 0 | 0 | 0 | 0 | 0 | 0 | 0 | 0 | 5.5
0 | 0 | 0 | 0 | 0 | 0 | 0 | 0 | 0 | 1.4 | 0 | 0 | 0 | 0 | 0 | 0 | 0 | 0 | 0 | 5.5
0 | 0 | 0 | 0 | 0 | 0 | 0 | 0 | 0 | 0 | 0 | 0 | 0 | 0 | 0 | 0 | 0 | 0 | 0 | 5.5
0 | 0 | 0 | 0 | 0 | 0 | 0 | 0 | 0 | 0 | 0 | 0 | 0 | 0 | 0 | 0 | 3.5 | 0 | 0 | 5.5
0 | 8 | 0 | 0 | 0 | 0 | 0 | 0 | 0 | 7.6 | 0 | 0 | 0 | 0 | 0 | 0 | 0 | 0 | 0 | 5.5
0 | 7 | 0 | 0 | 0 | 0 | 0 | 0 | 0 | 0 | 0 | 0 | 0 | 0 | 0 | 0 | 0 | 0 | 0 | 5.5
0 | 0 | 0 | 0 | 0 | 0 | 0 | 0 | 0 | 0 | 0 | 0 | 0 | 0 | 0 | 0 | 0 | 6 | 5.3 | 5.5
0 | 10 | 0 | 0 | 0 | 0 | 0 | 0 | 0 | 1 | 0 | 0 | 0 | 0 | 0 | 0 | 0 | 0 | 0 | 5.5
0 | 8 | 0 | 0 | 0 | 0 | 0 | 5.5 | 0 | 1 | 0 | 0 | 0 | 0 | 0 | 0 | 0 | 0 | 0 | 5.5
0 | 6 | 0 | 0 | 0 | 6.1 | 0 | 22.6 | 0 | 7 | 4 | 0 | 0 | 0 | 0 | 0 | 0 | 0 | 0 | 5.5
0 | 12 | 0 | 0 | 0 | 0 | 0 | 26.2 | 0 | 0 | 0 | 0 | 0 | 0 | 0 | 0 | 0 | 0 | 0 | 5.5
0 | 11 | 0 | 0 | 0 | 0 | 5.8 | 17 | 0 | 1.6 | 0 | 0 | 0 | 0 | 0 | 0 | 0 | 6.3 | 0 | 5.5
0 | 6 | 0 | 0 | 0 | 0 | 0 | 4.6 | 0 | 0 | 0 | 0 | 0 | 0 | 0 | 0 | 0 | 0 | 0 | 5.5
0 | 9 | 0 | 0 | 0 | 0 | 0 | 0 | 0 | 0 | 0 | 0 | 0 | 0 | 0 | 2.4 | 0 | 4.2 | 0 | 5.5
0 | 0 | 0 | 0 | 0 | 0 | 0 | 0 | 0 | 0 | 0 | 0 | 0 | 19 | 19 | 0 | 0 | 8.4 | 0 | 5.5
0 | 0 | 0 | 0 | 0 | 0 | 0 | 0 | 0 | 0 | 0 | 0 | 0 | 0 | 0 | 0 | 0 | 0 | 0 | 5.5
0 | 0 | 0 | 0 | 0 | 0 | 0 | 0 | 0 | 0 | 0 | 0 | 0 | 0 | 0 | 0 | 0 | 0 | 0 | 5.5
0 | 0 | 0 | 0 | 11 | 0 | 0 | 0 | 0 | 0 | 0 | 0 | 0 | 0 | 0 | 0 | 0 | 0 | 0 | 0
0 | 0 | 0 | 0 | 0 | 0 | 0 | 0 | 0 | 0 | 0 | 0 | 0 | 0 | 0 | 19 | 0 | 13 | 0 | 0
0 | 0 | 9 | 0 | 0 | 0 | 0 | 0 | 0 | 8.6 | 0 | 9 | 30.2 | 19 | 19 | 19 | 17.6 | 10.2 | 8.4 | 0
7 | 9.5 | 0 | 20.2 | 19 | 0 | 0 | 15.5 | 5 | 12.6 | 1.4 | 6 | 11.4 | 10 | 10 | 0 | 6.4 | 0 | 8.9 | 0
0 | 0 | 0 | 3.1 | 0 | 5 | 0 | 4 | 0 | 0 | 0 | 0 | 0 | 0 | 0 | 0 | 0 | 0 | 0 | 0
10 | 13 | 5 | 34.4 | 16 | 2 | 0 | 22.2 | 18 | 1.2 | 2 | 4 | 0 | 6 | 6 | 5 | 0 | 4.1 | 0 | 0
11 | 21.5 | 15 | 28.4 | 5.3 | 0 | 0 | 10.8 | 2 | 0 | 0 | 0 | 0 | 0 | 0 | 0 | 21.5 | 17.1 | 0 | 0
20.3 | 28 | 16 | 20.2 | 3.2 | 0 | 0 | 9.8 | 1 | 0 | 0 | 0 | 0 | 0 | 0 | 0 | 16.2 | 0 | 2.5 | 0
9.3 | 15.5 | 12 | 34.4 | 38 | 8 | 0 | 13.2 | 5 | 3.4 | 0 | 0 | 0 | 0 | 0 | 0 | 0 | 0 | 0 | 0
15.2 | 13 | 0 | 44.6 | 6 | 4.2 | 0 | 17.2 | 3 | 5 | 0 | 0 | 2 | 0 | 0 | 0 | 0 | 0 | 0 | 0
5 | 47 | 23 | 49.6 | 17 | 20.2 | 0 | 23.4 | 0 | 10.2 | 8 | 8 | 16 | 2 | 2 | 11 | 0 | 10 | 0 | 0
19.2 | 30 | 37 | 33.4 | 15.1 | 9 | 0 | 22.6 | 12 | 14.4 | 13 | 16 | 24 | 0 | 0 | 2 | 15.8 | 10 | 9.9 | 0
25.5 | 35 | 60 | 42.6 | 21 | 12 | 11.5 | 41.6 | 32 | 13.8 | 7 | 4 | 50 | 0 | 0 | 3 | 4.3 | 2 | 6.6 | 0
45.3 | 81 | 58 | 46.6 | 40 | 3.4 | 7.6 | 57.5 | 37 | 32.4 | 17 | 5 | 18 | 20 | 20 | 5.5 | 2 | 16 | 7.1 | 0
54.4 | 92 | 13 | 35.4 | 19 | 3.4 | 10.2 | 41.6 | 60 | 35 | 18 | 28 | 16 | 0 | 0 | 0 | 4.2 | 0 | 5.3 | 0
7.6 | 30 | 18 | 10 | 15 | 0 | 17.5 | 5.2 | 10 | 11 | 7.4 | 5 | 5 | 0 | 0 | 0 | 0 | 0 | 0 | 0
6 | 19 | 7 | 15.2 | 12.2 | 0 | 0 | 7.8 | 0 | 2.4 | 2 | 4 | 0 | 0 | 0 | 0 | 0 | 0 | 1.3 | 0
4 | 7 | 0 | 46.6 | 37 | 0 | 0 | 18.4 | 0 | 2 | 0 | 3 | 0 | 0 | 0 | 0 | 0 | 0 | 0 | 0
3.1 | 5 | 0 | 0 | 0 | 0 | 0 | 0 | 0 | 0 | 0 | 0 | 0 | 0 | 0 | 0 | 0 | 0 | 0 | 0
5 | 9 | 0 | 20.2 | 8.1 | 0 | 0 | 1.8 | 0 | 0 | 0 | 0 | 0 | 0 | 0 | 0 | 0 | 0 | 0 | 0
0 | 0 | 0 | 22.4 | 0 | 0 | 0 | 0 | 0 | 0 | 0 | 0 | 0 | 0 | 0 | 0 | 0 | 0 | 0 | 0
0 | 9.5 | 8 | 25.2 | 10 | 0 | 0 | 4 | 0 | 0 | 0 | 0 | 0 | 0 | 0 | 0 | 0 | 0 | 0 | 0
9.4 | 7 | 0 | 11.2 | 8 | 2 | 0 | 0 | 0 | 0 | 0 | 0 | 0 | 0 | 0 | 0 | 0 | 0 | 0 | 0
2 | 6.5 | 0 | 9.1 | 0 | 0 | 0 | 0 | 0 | 0 | 0 | 0 | 0 | 0 | 0 | 0 | 0 | 0 | 0 | 0
4.2 | 0 | 0 | 0 | 2 | 2 | 0 | 1 | 0 | 0 | 0 | 0 | 0 | 0 | 0 | 0 | 0 | 0 | 0 | 0
3.2 | 7 | 0 | 7.1 | 3.1 | 0 | 0 | 5 | 0 | 3 | 0 | 0 | 0 | 0 | 0 | 0 | 0 | 0 | 0 | 0
0 | 4 | 17 | 0 | 0 | 0 | 17.2 | 0 | 0 | 3 | 0 | 0 | 0 | 0 | 0 | 0 | 0 | 2 | 2 | 0
11.5 | 15 | 19 | 20.2 | 17.1 | 15.6 | 0 | 14 | 0 | 5.6 | 0 | 3 | 0 | 0 | 0 | 0 | 0 | 0 | 0 | 0
11.1 | 12.5 | 12 | 26.4 | 12.2 | 10 | 0 | 20 | 35 | 1.5 | 0 | 0 | 0 | 0 | 0 | 0 | 0 | 0 | 0 | 0
6.4 | 0 | 0 | 0 | 11 | 0 | 0 | 17.8 | 0 | 1.6 | 0 | 5 | 0 | 0 | 0 | 0 | 0 | 0 | 2.2 | 0
1.3 | 0 | 0.5 | 20.2 | 4 | 0 | 0 | 4 | 0 | 1 | 0 | 0 | 0 | 0 | 0 | 0 | 0 | 0 | 0 | 0
2 | 0 | 22.5 | 22.4 | 0 | 0 | 0 | 0 | 2 | 1 | 0 | 0 | 0 | 0 | 0 | 0 | 0 | 0 | 0 | 0
19.3 | 27 | 12 | 42.6 | 20 | 0 | 0 | 24.6 | 12 | 6 | 0 | 0 | 0 | 0 | 0 | 0 | 0 | 0 | 0 | 0
9.2 | 23 | 6.5 | 7.1 | 7 | 0 | 0 | 16 | 0 | 1 | 1 | 0 | 0 | 0 | 0 | 0 | 0 | 0 | 0 | 0
6.5 | 12 | 8.6 | 10.2 | 11.3 | 5 | 0 | 14 | 2 | 0 | 0 | 0 | 0 | 0 | 0 | 0 | 0 | 0 | 0 | 0
8.2 | 13 | 23.7 | 18.2 | 9 | 2 | 0 | 11.4 | 5 | 1.6 | 0 | 3 | 2 | 0 | 0 | 0 | 0 | 0 | 0 | 0
22.5 | 26 | 19.4 | 56.8 | 14 | 0 | 0 | 80.2 | 5 | 1.5 | 0 | 0 | 0 | 0 | 0 | 0 | 0 | 0 | 0 | 0
48 | 75 | 25.6 | 60.6 | 80 | 0 | 0 | 70.2 | 0 | 5 | 5 | 16 | 0 | 0 | 0 | 0 | 0 | 0 | 0 | 0
32.3 | 46 | 14.2 | 52.6 | 102 | 8 | 0 | 96.4 | 80 | 15 | 8 | 27 | 3 | 0 | 0 | 0 | 0 | 0 | 0 | 0
24.3 | 36 | 34.1 | 56.8 | 107 | 4.2 | 0 | 25.6 | 11 | 2 | 2.4 | 5 | 4 | 0 | 0 | 0 | 0 | 0 | 0 | 0
44 | 69 | 26.8 | 42.6 | 35 | 20.2 | 0 | 35.8 | 17 | 5.6 | 10 | 6 | 2 | 7 | 7 | 0 | 0 | 0 | 0 | 0
35.5 | 45 | 12.3 | 28.4 | 4 | 9 | 0 | 4.6 | 3 | 1.2 | 2 | 2 | 8.2 | 0 | 0 | 0 | 0 | 3 | 1.3 | 0
5.2 | 12 | 36.5 | 0 | 0 | 12 | 0 | 0 | 0 | 0 | 0 | 0 | 2 | 0 | 0 | 0 | 1.2 | 30 | 0 | 0
41.4 | 70 | 0 | 14.2 | 2.3 | 3.4 | 0 | 0 | 0 | 0 | 0 | 0 | 0 | 0 | 0 | 0 | 12 | 0 | 37.8 | 0
4.1 | 0 | 3 | 0 | 0 | 3.4 | 0 | 0 | 0 | 0 | 0 | 0 | 0 | 0 | 0 | 0 | 6.6 | 0 | 2 | 0
3.2 | 3 | 0.8 | 5.1 | 0 | 0 | 0 | 9 | 2 | 0 | 0.2 | 0 | 0 | 0 | 0 | 0 | 1 | 0 | 0 | 0
0 | 6.5 | 0.3 | 0 | 4 | 0 | 0 | 10.8 | 6 | 0 | 0 | 4 | 0 | 0 | 0 | 0 | 0 | 0 | 0 | 0
0 | 0 | 0 | 6 | 0 | 0 | 0 | 1 | 0 | 0 | 0 | 0 | 0 | 0 | 0 | 0 | 0 | 0 | 0 | 0
0 | 0 | 3.5 | 4 | 0 | 0 | 0 | 0 | 0 | 0 | 0 | 0 | 0 | 0 | 0 | 0 | 0 | 0 | 0 | 0
0 | 4 | 0.3 | 14.2 | 10 | 0 | 0 | 21.8 | 9 | 2 | 0 | 0 | 0 | 0 | 0 | 3.3 | 0 | 0 | 0 | 0
0 | 2 | 0 | 0 | 3 | 0 | 0 | 8.2 | 4 | 0 | 0 | 5 | 0 | 0 | 0 | 0 | 0 | 0 | 0 | 0
0 | 0 | 0 | 0 | 0 | 0 | 0 | 0 | 0 | 0 | 0 | 0 | 0 | 0 | 0 | 0 | 0 | 0 | 0 | 0
0 | 0 | 1.3 | 0 | 0 | 2 | 0 | 0 | 0 | 0 | 0 | 0 | 0 | 0 | 0 | 0 | 0 | 0 | 0 | 0
3.5 | 6 | 10.6 | 6.2 | 1.3 | 0 | 0 | 2 | 0 | 0 | 0 | 0 | 0 | 0 | 0 | 0 | 0 | 0 | 0 | 0
1.3 | 7 | 7.6 | 6.1 | 8.2 | 2 | 0 | 5.2 | 4 | 0 | 0 | 0 | 0 | 0 | 0 | 0 | 0 | 0 | 0 | 0
20 | 4 | 8.2 | 18.4 | 29 | 0 | 0 | 21 | 10 | 12.2 | 21 | 12 | 4 | 0 | 0 | 16.5 | 1.4 | 23 | 5.8 | 0
6.9 | 16 | 8.5 | 28.4 | 18 | 0 | 0 | 74.2 | 41 | 24 | 35 | 16 | 20 | 0 | 0 | 0 | 2.2 | 0 | 30.5 | 0
5.1 | 9 | 10 | 20.2 | 5 | 15 | 0 | 33.4 | 21 | 0 | 0 | 3 | 4 | 0 | 0 | 0 | 0.3 | 0 | 3.5 | 0
32 | 43 | 10.3 | 22.3 | 23.2 | 10 | 22 | 66 | 23 | 30.5 | 23 | 16 | 21 | 13 | 13 | 0 | 2.5 | 0 | 11.4 | 0
2 | 22 | 6.5 | 5.2 | 0 | 0 | 0 | 2.2 | 23 | 0 | 0 | 3 | 0 | 0 | 0 | 0 | 0 | 0 | 0 | 0
12.3 | 22 | 5.6 | 14.2 | 5 | 0 | 0 | 5 | 3 | 1.4 | 0 | 0 | 0 | 0 | 0 | 41 | 0 | 0 | 0 | 0
10.1 | 7 | 6 | 56.8 | 2 | 0 | 0 | 15 | 9 | 12.4 | 21 | 3 | 11 | 48 | 48 | 8.5 | 9.6 | 0 | 6.1 | 0
8.2 | 10 | 18 | 61.8 | 33.2 | 0 | 0 | 23.4 | 6 | 12 | 13 | 18 | 51 | 19 | 19 | 0 | 4 | 3 | 0 | 0
21.1 | 34 | 30.3 | 61.9 | 0 | 7.2 | 0 | 46.8 | 10 | 8.5 | 9 | 8 | 72 | 9 | 9 | 4.3 | 5.4 | 2 | 2.3 | 0
5.1 | 4 | 4.5 | 28.4 | 35.2 | 3.2 | 0 | 7.4 | 20 | 3.5 | 2.4 | 0 | 0 | 0 | 0 | 0 | 2 | 1.8 | 5.3 | 0
6 | 15 | 18 | 5.2 | 4.3 | 4 | 0 | 78.2 | 20 | 5.6 | 4 | 3 | 2 | 0 | 0 | 0 | 0 | 0 | 0 | 0
4.2 | 4 | 3 | 33.4 | 78 | 7.1 | 0 | 3 | 10 | 0 | 0 | 1 | 0 | 0 | 0 | 0 | 0 | 0 | 0 | 0
1.5 | 0 | 0 | 28.4 | 3 | 50.4 | 0 | 12 | 7 | 3 | 3 | 0 | 0 | 0 | 0 | 0 | 0 | 0 | 0 | 0
11.2 | 13 | 0 | 42.6 | 13.2 | 2 | 0 | 5 | 1 | 0 | 0 | 0 | 3 | 0 | 0 | 0 | 1.2 | 0 | 0 | 0
2.1 | 4 | 0 | 10 | 9 | 53.2 | 0 | 5.3 | 0 | 0 | 0 | 1 | 4 | 0 | 0 | 0 | 0 | 0 | 0 | 0
0 | 0 | 0 | 0 | 4 | 15 | 0 | 4.4 | 0 | 0 | 0 | 0 | 2 | 0 | 0 | 0 | 0 | 0 | 1 | 0
0 | 4 | 0 | 0 | 0 | 8 | 0 | 3 | 0 | 0 | 0 | 4 | 0 | 0 | 0 | 0 | 11 | 0 | 0 | 0
7.1 | 7 | 8 | 7.2 | 0 | 0 | 0 | 0 | 0 | 0 | 0 | 0 | 0 | 0 | 0 | 0 | 0 | 0 | 0 | 0
8.1 | 9 | 6 | 13.2 | 6.1 | 0 | 0 | 0 | 0 | 0 | 0 | 0 | 0 | 0 | 0 | 0 | 0 | 0 | 0 | 0
5.8 | 7 | 15.5 | 25.2 | 3 | 2.2 | 0 | 7 | 4 | 0 | 0 | 0 | 0 | 0 | 0 | 0 | 5.3 | 0 | 2 | 0
3 | 9 | 0 | 14.2 | 0 | 2.6 | 0 | 5.2 | 0 | 0 | 0 | 0 | 0 | 0 | 0 | 0 | 0 | 0 | 0 | 0
4.5 | 6 | 8 | 15.1 | 11 | 0 | 0 | 2 | 0 | 0 | 0 | 0 | 0 | 0 | 0 | 0 | 0 | 0 | 0 | 0
5.3 | 13 | 5 | 42.6 | 21 | 0 | 0 | 12 | 10 | 0 | 0 | 0 | 0 | 0 | 0 | 0 | 0 | 0 | 0 | 0
7.6 | 10.5 | 10 | 47.7 | 6 | 4 | 0 | 23.2 | 12 | 2.4 | 0 | 0 | 0 | 0 | 0 | 3 | 0 | 0 | 0 | 0
5 | 8 | 4 | 11 | 10 | 4 | 0 | 4.4 | 9 | 3.8 | 1.2 | 3 | 2.2 | 0 | 0 | 0 | 0 | 8 | 0 | 0
8 | 8 | 10.2 | 20 | 13.2 | 5 | 14.5 | 15.8 | 8 | 4 | 4 | 0 | 0 | 0 | 0 | 0 | 0 | 0 | 0 | 0
3.5 | 8.5 | 0 | 25.2 | 11.3 | 0 | 0 | 14.2 | 8 | 2.5 | 4 | 0 | 2.2 | 0 | 0 | 0 | 0 | 0 | 0 | 0
3.8 | 7.5 | 4 | 30.2 | 16 | 0 | 0 | 12.4 | 11 | 3.1 | 15 | 0 | 0 | 0 | 0 | 0 | 0 | 4 | 0 | 0
4.5 | 0 | 2 | 18.2 | 8 | 0 | 0 | 21 | 18 | 5.8 | 5 | 0 | 0 | 0 | 0 | 0 | 2.6 | 0 | 2.8 | 0
1.9 | 0 | 3 | 14.2 | 15 | 0 | 0 | 7.4 | 0 | 1.2 | 0 | 0 | 0 | 0 | 0 | 4.5 | 0 | 5.5 | 0 | 0
2.1 | 0 | 0 | 6.1 | 7 | 0 | 0 | 28.6 | 0 | 5 | 8 | 0 | 4 | 0 | 0 | 1.5 | 0.2 | 0 | 5.1 | 0
0 | 0 | 5 | 30.2 | 28 | 0 | 0 | 3.4 | 5 | 0.6 | 0 | 0 | 0 | 0 | 0 | 13.5 | 0 | 0 | 0 | 0
3.7 | 0 | 6 | 50.6 | 7 | 12 | 0 | 47.2 | 35 | 2.8 | 0 | 0 | 0 | 11 | 11 | 0 | 0 | 0 | 5.6 | 0
0 | 0 | 0 | 14.2 | 3 | 2.2 | 29.4 | 2 | 3 | 1.2 | 0 | 3 | 0 | 0 | 0 | 0 | 0 | 0 | 0 | 0
0 | 0 | 0 | 15.6 | 4.3 | 6 | 0 | 16 | 5 | 5 | 3 | 2 | 1 | 0 | 0 | 1.8 | 0 | 7 | 0 | 0
8.4 | 0 | 0 | 6.1 | 0 | 13 | 0 | 10 | 11 | 4 | 2 | 2 | 0 | 0 | 0 | 0 | 3.6 | 0 | 2.5 | 0
1.7 | 0 | 0 | 30.5 | 0 | 5 | 12 | 3.8 | 9 | 3.4 | 0 | 3 | 0 | 0 | 0 | 0 | 0 | 0 | 0 | 0
2.3 | 2.3 | 0 | 14.2 | 11 | 5 | 0 | 0.6 | 0 | 0 | 0 | 0 | 0 | 0 | 0 | 0 | 0 | 14 | 0 | 0
0 | 0 | 0 | 0 | 0 | 6.2 | 0 | 0 | 5 | 4 | 9 | 0 | 0 | 0 | 0 | 0 | 0 | 0 | 0 | 0
1.5 | 1.5 | 0 | 0 | 0 | 14 | 0 | 0 | 0 | 0 | 0 | 0 | 0 | 0 | 0 | 0 | 0 | 0 | 0 | 0
0 | 0 | 0 | 0 | 0 | 4.4 | 0 | 0 | 0 | 4.4 | 0 | 0 | 0 | 0 | 0 | 0 | 0 | 106.4 | 0 | 0
3.3 | 3.3 | 0 | 10.5 | 17.2 | 8.6 | 0 | 0 | 0 | 0 | 0 | 0 | 0 | 0 | 0 | 0 | 0 | 6.1 | 0 | 0
19 | 19 | 0 | 28.4 | 33 | 5.2 | 0 | 0 | 0 | 0 | 0 | 0 | 0 | 0 | 0 | 0 | 0 | 10 | 0 | 0
0 | 0 | 0 | 29.2 | 3.4 | 0 | 0 | 0 | 0 | 0 | 0 | 0 | 0 | 0 | 0 | 0 | 0 | 4 | 0 | 0
0 | 0 | 0 | 0 | 6 | 2 | 0 | 0 | 0 | 0 | 0 | 0 | 0 | 0 | 0 | 0 | 0 | 13 | 0 | 0
0 | 0 | 0 | 0 | 0 | 0 | 0 | 0 | 0 | 0 | 0 | 0 | 1 | 0 | 0 | 0 | 0 | 0 | 0 | 0
0 | 0 | 0 | 30.4 | 8.2 | 0 | 0 | 0 | 0 | 0 | 0 | 0 | 0 | 0 | 0 | 0 | 0 | 18 | 0 | 0
2 | 2 | 0 | 16.2 | 2 | 0 | 0 | 0 | 0 | 0.5 | 0 | 0 | 3 | 0 | 0 | 0 | 1.4 | 4 | 44.5 | 0
2 | 2 | 0 | 20.4 | 31 | 0 | 0 | 0 | 0 | 0 | 0 | 0 | 0 | 0 | 0 | 0 | 0 | 0 | 0 | 0
7.5 | 7.5 | 0 | 42.6 | 3.3 | 0 | 12.2 | 0 | 0 | 0 | 0 | 0 | 0 | 0 | 0 | 65 | 0 | 64 | 0 | 0
17 | 17 | 36 | 20.2 | 2 | 0 | 3.5 | 0 | 13 | 7.4 | 3 | 13 | 33 | 0 | 0 | 10.5 | 8.5 | 34 | 6.9 | 0
7.2 | 7.2 | 18 | 10.1 | 0 | 0 | 0 | 45.4 | 34 | 7 | 11 | 6 | 20 | 0 | 0 | 27.5 | 2.3 | 1 | 5.4 | 0
5 | 5 | 10 | 14.2 | 0.2 | 0 | 16 | 23.2 | 4 | 35.6 | 5 | 14 | 15 | 71 | 71 | 0 | 19.9 | 0 | 10.2 | 0
3 | 3 | 0 | 30.2 | 4 | 0 | 52.2 | 13 | 30 | 2 | 6 | 5 | 0 | 0 | 0 | 0 | 1 | 0 | 4.6 | 0
2.2 | 2.2 | 5 | 6.1 | 1 | 0 | 4.6 | 2.4 | 6 | 2 | 12 | 0 | 3 | 0 | 0 | 0 | 5.4 | 0 | 1.3 | 0
2.4 | 2.4 | 75 | 28.4 | 0 | 0 | 15.5 | 0 | 0 | 0 | 1 | 0 | 0 | 0 | 0 | 0 | 0 | 0 | 0 | 0
0 | 0 | 0 | 20.2 | 24.3 | 0 | 0 | 34.2 | 42 | 6.2 | 8 | 8 | 4 | 16 | 16 | 3 | 0 | 0 | 21.6 | 0
13.5 | 13.5 | 8 | 0 | 0 | 0 | 16 | 30 | 2 | 0.5 | 1 | 0 | 1 | 0 | 0 | 0 | 0 | 37 | 0 | 0
3.2 | 3.2 | 9 | 0 | 0 | 0 | 0 | 0 | 0 | 19.6 | 2 | 2 | 23 | 0 | 0 | 0 | 1.5 | 0 | 2.5 | 0
4 | 4 | 0 | 0 | 0 | 0 | 0 | 2 | 2 | 43 | 30 | 16 | 0 | 21 | 21 | 6.3 | 2.2 | 0 | 4.6 | 0
45.2 | 4 | 0 | 0 | 0 | 0 | 0 | 0 | 1 | 10 | 33 | 15 | 10 | 0 | 0 | 29.6 | 2.5 | 0 | 3.8 | 0
10.5 | 5.2 | 0 | 0 | 0 | 0 | 10.2 | 4 | 3 | 18.8 | 21 | 8 | 80 | 35 | 35 | 0 | 32.5 | 0 | 10.9 | 0
34.2 | 10.5 | 0 | 0 | 0 | 0 | 0 | 2 | 7 | 0.8 | 0 | 1 | 0 | 0 | 0 | 0 | 0 | 0 | 0 | 0
11.2 | 34.2 | 0 | 0 | 0 | 0 | 0 | 1.4 | 0 | 0 | 0 | 1 | 0 | 0 | 0 | 0 | 0 | 0 | 0 | 0
6.3 | 11.2 | 0 | 0 | 0 | 0 | 0 | 1 | 0 | 0 | 0 | 0 | 0 | 0 | 0 | 0 | 0 | 0 | 0 | 0
1.2 | 6.3 | 40 | 0 | 0 | 0 | 0 | 0 | 0 | 0 | 0 | 0 | 0 | 0 | 0 | 10.8 | 0 | 0 | 0 | 0
0 | 1.2 | 19 | 0 | 0 | 0 | 0 | 0 | 0 | 24.8 | 7.6 | 17 | 67 | 10 | 10 | 1.5 | 0 | 0 | 0 | 0
30 | 30 | 0 | 47.6 | 30 | 4.4 | 17.3 | 63.4 | 3 | 9.6 | 7 | 3 | 3 | 0 | 0 | 0 | 7 | 4.2 | 6.6 | 0
0 | 0 | 0 | 18.2 | 5 | 8 | 0 | 0 | 0 | 0 | 0 | 0 | 0 | 0 | 0 | 0 | 0 | 0 | 0 | 0
0 | 0 | 0 | 0 | 0 | 0 | 0 | 0 | 0 | 0 | 0 | 0 | 0 | 0 | 0 | 0 | 0 | 0 | 0 | 0
0 | 0 | 0 | 0 | 0 | 0 | 0 | 0 | 0 | 0 | 0 | 0 | 0 | 0 | 0 | 0 | 0 | 0 | 0 | 0
0 | 0 | 0 | 0 | 0 | 0 | 0 | 0 | 0 | 0 | 0 | 5 | 2 | 0 | 0 | 0 | 0 | 0 | 0 | 0
0 | 0 | 8 | 14.2 | 6.2 | 0 | 0 | 16.2 | 0 | 3 | 16 | 0 | 0 | 0 | 0 | 0 | 0 | 2 | 0 | 0
10 | 10 | 9 | 14.2 | 3 | 0 | 0 | 2.4 | 0 | 0 | 0 | 0 | 0 | 0 | 0 | 0 | 0 | 0 | 0 | 0
10 | 10 | 2 | 28.4 | 0 | 0 | 0 | 4 | 0 | 14.4 | 0 | 2 | 0 | 0 | 0 | 0 | 0 | 0 | 0 | 0
8 | 8 | 0 | 10.1 | 0 | 0 | 0 | 4 | 3 | 2.4 | 0 | 0 | 5 | 0 | 0 | 0 | 1 | 0 | 3.3 | 0
0 | 0 | 5.4 | 0 | 0 | 0 | 0 | 0 | 0 | 0 | 0 | 0 | 0 | 0 | 0 | 0 | 0 | 0 | 0 | 0
0 | 0 | 0 | 14.2 | 0 | 0 | 0 | 0 | 0 | 2.6 | 4 | 0 | 0 | 0 | 0 | 0 | 0 | 0 | 0 | 0
0 | 0 | 0 | 16.3 | 0 | 0 | 0 | 0 | 0 | 1 | 0 | 0 | 5 | 0 | 0 | 0 | 14.2 | 0 | 2.5 | 0
2.2 | 2.2 | 0 | 18.2 | 0 | 6.2 | 0 | 0 | 0 | 13 | 0 | 0 | 11 | 0 | 0 | 6.8 | 4 | 5.2 | 0 | 0
0 | 0 | 0 | 20.1 | 0 | 19.2 | 0 | 0 | 0 | 0 | 3 | 7 | 3 | 30 | 30 | 0 | 1.2 | 0 | 0 | 0
0 | 0 | 0 | 17 | 0 | 0 | 0 | 0 | 0 | 1.2 | 2 | 1 | 0 | 0 | 0 | 0 | 0 | 2.6 | 4.8 | 0
0 | 0 | 0 | 15.2 | 21 | 6.2 | 0 | 1.5 | 0 | 0 | 0 | 0 | 0 | 0 | 0 | 0 | 0 | 0 | 0 | 0
6 | 6 | 0 | 0 | 0 | 2 | 0 | 0 | 0 | 0 | 0 | 0 | 0 | 0 | 0 | 0 | 0 | 0 | 0 | 0
0 | 0 | 0 | 0 | 3.2 | 0 | 0 | 0 | 2 | 0 | 0 | 0 | 0 | 0 | 0 | 0 | 0 | 0 | 0 | 0
0 | 0 | 0 | 0 | 0 | 9.4 | 17.5 | 0 | 0 | 0 | 0 | 0 | 0 | 0 | 0 | 34.6 | 0 | 0 | 0 | 0
5 | 5 | 0 | 0 | 8 | 18 | 0 | 20.8 | 7 | 3.4 | 2 | 8 | 30 | 33 | 33 | 24.6 | 49.2 | 61.4 | 20.1 | 0
2.5 | 2.5 | 0 | 30.4 | 6 | 0 | 5.6 | 0 | 0 | 0 | 2 | 11 | 5 | 42 | 42 | 6.5 | 10.4 | 0 | 0 | 0
2.5 | 2.5 | 0 | 47.6 | 0 | 12 | 6.2 | 0 | 5 | 1.4 | 5 | 3 | 0 | 16 | 16 | 0 | 0 | 3.4 | 0 | 0
0 | 0 | 0 | 0 | 0 | 0 | 0 | 0 | 0 | 0 | 0 | 0 | 0 | 0 | 0 | 0 | 0 | 0 | 0 | 0
0 | 0 | 8.4 | 0 | 0 | 0 | 0 | 0 | 0 | 0 | 0 | 0 | 0 | 16 | 16 | 4.5 | 0 | 0 | 0 | 0
16 | 16 | 54 | 17 | 3.4 | 0 | 0 | 4.6 | 2 | 1.8 | 2 | 0 | 4 | 27 | 27 | 25.5 | 0 | 0 | 13 | 0
20 | 20 | 0 | 0 | 36 | 2 | 75.6 | 69.2 | 72 | 26 | 3 | 16 | 36 | 0 | 0 | 79.5 | 19.2 | 53.4 | 31 | 0
4.6 | 4.6 | 12.7 | 5 | 0 | 2 | 4.8 | 5 | 3 | 3 | 3 | 2 | 5 | 59 | 59 | 5.2 | 42.4 | 35.2 | 3.8 | 0
0 | 0 | 0 | 0 | 0 | 4.4 | 0 | 0 | 0 | 0 | 0 | 0 | 1 | 3 | 3 | 0 | 2.5 | 1.6 | 0 | 0
1.8 | 1.8 | 0 | 0 | 17.2 | 0 | 0 | 2.4 | 15 | 2 | 0 | 0 | 4 | 0 | 0 | 0 | 0 | 0 | 0 | 0
0 | 0 | 0 | 0 | 0 | 0 | 0 | 0 | 0 | 0 | 0 | 0 | 0 | 0 | 0 | 0 | 0 | 0 | 0 | 0
0 | 0 | 0 | 0 | 0 | 0 | 0 | 0 | 0 | 0 | 0 | 0 | 0 | 0 | 0 | 0 | 0 | 0 | 0 | 0
0 | 0 | 0 | 0 | 0 | 4.4 | 0 | 0 | 0 | 0 | 0 | 0 | 0 | 0 | 0 | 0 | 0 | 41.1 | 0 | 0
0 | 0 | 0 | 0 | 0 | 8 | 0 | 0 | 0 | 0 | 0 | 0 | 0 | 0 | 0 | 0 | 2.2 | 0 | 0 | 0
13.2 | 13.2 | 0 | 0 | 16.3 | 0 | 0 | 12 | 18 | 0.5 | 2 | 6 | 1 | 0 | 0 | 0 | 1.1 | 0 | 0 | 0
0 | 0 | 0 | 0 | 0 | 0 | 0 | 0 | 0 | 0.5 | 2 | 0 | 0 | 0 | 0 | 0 | 0 | 3 | 0 | 0
0 | 0 | 0 | 0 | 0 | 0 | 0 | 0 | 0 | 0 | 0 | 0 | 0 | 0 | 0 | 0 | 0 | 0 | 0 | 0
0 | 0 | 0 | 0 | 0 | 0 | 0 | 0 | 0 | 0 | 0 | 0 | 0 | 0 | 0 | 0 | 0 | 0 | 0 | 0
35.7 | 35.7 | 0 | 20.1 | 23.3 | 0 | 0 | 21 | 8 | 23.7 | 24 | 20 | 72 | 0 | 0 | 0 | 13.2 | 0 | 23.9 | 0
9.3 | 9.3 | 0 | 42.6 | 12 | 0 | 3.2 | 34.4 | 19 | 14.2 | 33 | 20 | 18 | 0 | 0 | 0 | 53.2 | 0 | 44.3 | 0
0 | 0 | 39 | 0 | 0 | 0 | 0 | 0 | 0 | 0 | 3 | 0 | 0 | 0 | 0 | 0 | 1.1 | 41 | 2.5 | 0
0 | 0 | 0 | 6 | 0 | 0 | 0 | 4 | 3 | 0 | 0 | 9 | 3 | 0 | 0 | 0 | 4 | 10 | 7 | 0
0 | 0 | 0 | 7 | 0 | 0 | 0 | 4 | 2 | 0 | 0 | 9 | 3 | 0 | 0 | 0 | 4 | 10 | 8 | 0
0 | 0 | 0 | 0 | 0 | 0 | 0 | 0 | 0 | 0 | 0 | 0 | 0 | 0 | 0 | 0 | 0 | 0 | 0 | 0
0 | 0 | 0 | 0 | 0 | 6.2 | 0 | 0 | 0 | 0 | 0 | 0 | 0 | 0 | 0 | 6.8 | 0 | 50 | 0 | 0
15 | 15 | 0 | 5.1 | 0 | 19.2 | 0 | 0 | 0 | 0 | 0 | 12 | 1 | 0 | 0 | 0 | 0 | 28.1 | 0 | 0
20 | 20 | 43 | 6 | 3 | 0 | 15 | 10 | 1 | 24.6 | 28 | 7 | 46 | 0 | 0 | 0 | 36.6 | 10 | 43.4 | 0
0 | 0 | 40 | 8.1 | 10 | 6.2 | 0 | 6.2 | 1 | 4.2 | 8 | 10 | 85 | 0 | 0 | 0 | 4.5 | 0 | 1.3 | 0
18.5 | 18.5 | 0 | 5 | 0 | 2 | 0 | 1.2 | 0 | 5.8 | 8 | 51 | 47 | 0 | 0 | 0 | 212.5 | 0 | 29.2 | 0
0 | 0 | 0 | 0 | 0 | 0 | 0 | 0 | 0 | 0 | 0 | 0 | 0 | 0 | 0 | 0 | 0 | 11 | 0 | 0
0 | 0 | 0 | 0 | 0 | 9.4 | 0 | 1 | 0 | 2.5 | 2 | 1 | 7 | 0 | 0 | 34.6 | 17.4 | 28 | 28.8 | 0
0 | 0 | 0 | 0 | 0 | 18 | 0 | 0 | 0 | 0 | 0 | 0 | 0 | 0 | 0 | 24.6 | 0 | 0 | 0 | 0
0 | 0 | 0 | 0 | 0 | 0 | 0 | 0 | 0 | 0 | 0 | 0 | 0 | 0 | 0 | 6.5 | 0 | 0 | 0 | 0
0 | 0 | 0 | 0 | 0 | 12 | 0 | 0 | 0 | 1.4 | 0 | 5 | 9 | 0 | 0 | 0 | 9.2 | 0 | 14.5 | 0
0 | 0 | 0 | 0 | 0 | 0 | 0 | 2.2 | 3 | 6.8 | 1.4 | 12 | 22 | 0 | 0 | 0 | 45.7 | 0 | 14.3 | 0
0 | 0 | 0 | 0 | 0 | 0 | 0 | 0 | 0 | 0 | 2 | 0 | 0 | 0 | 0 | 4.5 | 0 | 30 | 0 | 0
0 | 0 | 0 | 0 | 0 | 0 | 0 | 0 | 0 | 0 | 0 | 0 | 0 | 0 | 0 | 25.5 | 0 | 0 | 0 | 0
0 | 0 | 0 | 0 | 0 | 2 | 0 | 0 | 0 | 0 | 0 | 0 | 0 | 0 | 0 | 79.5 | 0 | 0 | 0 | 0
0 | 0 | 0 | 0 | 0 | 2 | 0 | 0 | 0 | 0 | 0 | 0 | 0 | 0 | 0 | 5.2 | 0 | 0 | 0 | 0
0 | 0 | 0 | 0 | 0 | 2 | 0 | 0 | 0 | 0 | 0 | 0 | 0 | 0 | 0 | 0 | 0 | 0 | 0 | 0
0 | 0 | 0 | 0 | 0 | 4.4 | 0 | 0 | 0 | 0 | 0 | 0 | 0 | 0 | 0 | 0 | 0 | 0 | 0 | 0
0 | 0 | 0 | 0 | 0 | 0 | 0 | 0 | 0 | 0 | 0 | 0 | 0 | 0 | 0 | 0 | 0 | 0 | 0 | 0
0 | 0 | 0 | 0 | 0 | 0 | 0 | 0 | 0 | 0.6 | 0 | 0 | 3 | 0 | 0 | 0 | 3.1 | 0 | 0 | 0
0 | 0 | 0 | 0 | 0 | 0 | 0 | 0 | 0 | 0 | 2 | 0 | 1 | 0 | 0 | 0 | 0 | 0 | 0 | 0
0 | 0 | 0 | 0 | 0 | 0 | 0 | 1 | 0 | 0 | 0 | 0 | 0 | 0 | 0 | 0 | 0 | 0 | 0 | 0
0 | 0 | 0 | 0 | 0 | 0 | 0 | 0 | 0 | 0 | 0 | 0 | 0 | 0 | 0 | 0 | 0 | 0 | 0 | 0
0 | 0 | 0 | 0 | 0 | 0 | 0 | 0 | 0 | 0 | 0 | 0 | 0 | 0 | 0 | 0 | 0 | 0 | 0 | 0
0 | 0 | 0 | 0 | 0 | 0 | 0 | 0 | 0 | 0 | 0 | 0 | 0 | 0 | 0 | 0 | 0 | 0 | 0 | 0
0 | 0 | 0 | 0 | 0 | 0 | 0 | 0 | 0 | 0 | 0 | 0 | 0 | 0 | 0 | 0 | 0 | 0 | 0 | 0
0 | 0 | 0 | 0 | 0 | 0 | 0 | 0 | 0 | 0 | 0 | 0 | 0 | 0 | 0 | 0 | 0 | 0 | 0 | 0
0 | 0 | 0 | 0 | 0 | 0 | 0 | 0 | 0 | 0 | 0 | 0 | 0 | 0 | 0 | 0 | 0 | 0 | 0 | 0
0 | 0 | 0 | 0 | 0 | 0 | 0 | 0 | 0 | 0 | 0 | 0 | 0 | 0 | 0 | 0 | 0 | 0 | 0 | 0
0 | 0 | 0 | 0 | 0 | 0 | 0 | 0 | 0 | 0 | 0 | 0 | 0 | 0 | 0 | 0 | 0 | 0 | 0 | 0
0 | 0 | 0 | 0 | 0 | 0 | 0 | 0 | 0 | 0 | 0 | 0 | 0 | 0 | 0 | 0 | 0 | 0 | 0 | 0
0 | 0 | 0 | 0 | 0 | 0 | 0 | 0 | 0 | 0 | 0 | 0 | 0 | 0 | 0 | 0 | 0 | 0 | 0 | 0
0 | 0 | 0 | 0 | 0 | 0 | 0 | 0 | 0 | 0 | 0 | 0 | 0 | 0 | 0 | 0 | 0 | 0 | 0 | 0
0 | 0 | 0 | 0 | 0 | 0 | 0 | 0 | 0 | 0 | 0 | 0 | 0 | 0 | 0 | 0 | 0 | 0 | 0 | 0
0 | 0 | 0 | 0 | 0 | 0 | 0 | 0 | 0 | 0 | 0 | 0 | 0 | 0 | 0 | 0 | 0 | 0 | 0 | 0
0 | 0 | 0 | 0 | 0 | 0 | 0 | 0 | 0 | 0 | 0 | 0 | 0 | 0 | 0 | 0 | 0 | 10 | 0 | 0
0 | 0 | 0 | 0 | 0 | 0 | 0 | 0 | 2 | 1.2 | 1 | 0 | 6 | 0 | 0 | 8.5 | 4.5 | 9.2 | 13.2 | 0
0 | 0 | 0 | 0 | 0 | 0 | 0 | 0 | 3 | 1.4 | 2 | 4 | 8 | 0 | 0 | 0 | 5.3 | 0 | 21 | 0
0 | 0 | 0 | 0 | 0 | 0 | 0 | 0 | 0 | 0 | 0 | 0 | 0 | 0 | 0 | 0 | 0 | 3 | 0 | 0
0 | 0 | 0 | 0 | 0 | 0 | 0 | 0 | 0 | 0 | 0 | 0 | 2 | 0 | 0 | 9 | 1.1 | 6 | 2.8 | 0
0 | 0 | 0 | 0 | 0 | 0 | 0 | 0 | 0 | 0 | 0 | 4 | 4 | 0 | 0 | 37.8 | 2.6 | 30 | 5.6 | 0
0 | 0 | 0 | 0 | 0 | 0 | 0 | 0 | 0 | 10.8 | 0 | 8 | 31 | 0 | 0 | 37 | 19.2 | 23.2 | 30 | 0
0 | 0 | 0 | 0 | 4 | 0 | 0 | 1 | 0 | 3.8 | 10 | 16 | 21 | 0 | 0 | 39.5 | 12.3 | 34 | 8.4 | 0
0 | 12.6 | 0 | 12.6 | 0 | 0 | 0 | 0 | 0 | 7.8 | 5 | 0.5 | 10 | 0 | 0 | 21.5 | 13 | 5 | 5.1 | 0
0 | 0 | 0 | 0 | 0 | 0 | 0 | 0 | 0 | 0 | 4 | 0 | 0 | 0 | 0 | 166.5 | 1.2 | 4 | 0 | 0
0 | 0 | 0 | 0 | 0 | 0 | 0 | 0 | 0 | 0 | 0 | 5 | 6 | 0 | 0 | 0 | 23.3 | 0 | 2.5 | 0
0 | 0 | 0 | 0 | 0 | 0 | 0 | 0 | 0 | 0 | 0 | 0 | 0 | 0 | 0 | 14 | 0 | 0 | 0 | 0
0 | 0 | 0 | 0 | 0 | 0 | 0 | 0 | 0 | 0 | 0 | 0 | 0 | 0 | 0 | 0 | 0 | 0 | 0 | 0
0 | 0 | 0 | 0 | 0 | 0 | 0 | 0 | 0 | 0 | 0 | 0 | 0 | 0 | 0 | 0 | 0 | 0 | 0 | 0
0 | 0 | 0 | 0 | 0 | 0 | 0 | 0 | 0 | 0 | 0 | 0 | 0 | 0 | 0 | 0 | 0 | 0 | 0 | 0
0 | 0 | 0 | 0 | 0 | 0 | 0 | 0 | 0 | 1.4 | 0 | 0 | 0 | 0 | 0 | 0 | 0 | 0 | 0 | 5.5
0 | 0 | 0 | 0 | 0 | 0 | 0 | 0 | 0 | 0 | 0 | 0 | 0 | 0 | 0 | 0 | 0 | 0 | 0 | 5.5
0 | 0 | 0 | 0 | 0 | 0 | 0 | 0 | 0 | 0 | 0 | 0 | 0 | 0 | 0 | 0 | 0 | 0 | 0 | 5.5
0 | 0 | 0 | 0 | 0 | 0 | 0 | 0 | 0 | 0 | 0 | 0 | 7 | 0 | 0 | 0 | 0 | 0 | 0 | 5.5
0 | 0 | 0 | 0 | 0 | 0 | 0 | 0 | 0 | 0 | 0 | 0 | 0 | 0 | 0 | 0 | 0 | 0 | 0 | 5.5
0 | 0 | 0 | 0 | 0 | 0 | 0 | 0 | 0 | 0 | 0 | 0 | 0 | 0 | 0 | 0 | 0 | 0 | 0 | 5.5
0 | 0 | 0 | 0 | 0 | 0 | 0 | 0 | 0 | 0 | 0 | 0 | 0 | 0 | 0 | 0 | 0 | 0 | 0 | 5.5
0 | 0 | 0 | 0 | 0 | 9.4 | 0 | 0 | 0 | 0 | 0 | 0 | 0 | 0 | 0 | 0 | 0 | 0 | 0 | 5.5
0 | 0 | 0 | 0 | 0 | 0 | 0 | 0 | 0 | 0 | 0 | 0 | 11 | 0 | 0 | 0 | 0 | 0 | 0 | 5.5
0 | 0 | 0 | 0 | 0 | 0 | 0 | 0 | 0 | 0 | 0 | 0 | 4 | 0 | 0 | 0 | 0 | 0 | 0 | 5.5
0 | 0 | 0 | 0 | 0 | 0 | 0 | 0 | 0 | 0 | 0 | 0 | 27 | 0 | 0 | 0 | 0 | 0 | 0 | 5.5
0 | 0 | 0 | 0 | 0 | 0 | 0 | 0 | 0 | 0 | 0 | 0 | 0 | 0 | 0 | 0 | 0 | 0 | 0 | 5.5
0 | 0 | 0 | 0 | 0 | 0 | 0 | 0 | 0 | 0 | 0 | 0 | 0 | 0 | 0 | 0 | 0 | 0 | 0 | 5.5
0 | 0 | 0 | 0 | 0 | 0 | 0 | 0 | 0 | 0 | 0 | 0 | 4.1 | 0 | 0 | 0 | 0 | 0 | 0 | 5.5
0 | 0 | 0 | 0 | 0 | 0 | 0 | 0 | 0 | 0 | 0 | 0 | 15.2 | 0 | 0 | 0 | 0 | 0 | 0 | 5.5
0 | 0 | 0 | 0 | 0 | 0 | 0 | 0 | 0 | 0 | 0 | 2 | 0 | 0 | 0 | 0 | 0 | 0 | 0 | 5.5
0 | 0 | 0 | 0 | 0 | 0 | 0 | 0 | 0 | 0 | 0 | 0 | 0 | 0 | 0 | 0 | 0 | 0 | 0 | 5.5
0 | 0 | 0 | 0 | 0 | 0 | 0 | 0 | 0 | 0 | 0 | 0 | 0 | 0 | 0 | 0 | 0 | 0 | 0 | 5.5
0 | 0 | 0 | 0 | 0 | 0 | 0 | 0 | 0 | 0 | 0 | 0 | 0 | 0 | 0 | 0 | 0 | 0 | 0 | 5.5
0 | 0 | 0 | 0 | 0 | 0 | 0 | 0 | 0 | 0 | 0 | 0 | 0 | 0 | 0 | 0 | 0 | 0 | 0 | 5.5
0 | 0 | 0 | 0 | 0 | 0 | 0 | 0 | 0 | 0 | 0 | 0 | 0 | 0 | 0 | 0 | 0 | 0 | 0 | 5.5
0 | 0 | 0 | 0 | 0 | 0 | 0 | 0 | 0 | 0 | 0 | 0 | 0 | 0 | 0 | 0 | 0 | 0 | 0 | 5.5
0 | 0 | 0 | 0 | 0 | 0 | 0 | 0 | 0 | 0 | 0 | 0 | 0 | 0 | 0 | 0 | 0 | 0 | 0 | 5.5
0 | 0 | 0 | 0 | 0 | 0 | 0 | 0 | 0 | 0 | 0 | 0 | 0 | 0 | 0 | 0 | 0 | 0 | 0 | 5.5
0 | 0 | 0 | 0 | 0 | 0 | 0 | 0 | 0 | 0 | 0 | 0 | 0 | 0 | 0 | 0 | 0 | 0 | 0 | 5.5
0 | 0 | 0 | 0 | 0 | 0 | 0 | 0 | 0 | 0 | 0 | 0 | 0 | 0 | 0 | 0 | 0 | 0 | 0 | 5.5
0 | 0 | 0 | 0 | 0 | 0 | 0 | 0 | 0 | 0 | 0 | 0 | 0 | 0 | 0 | 0 | 0 | 0 | 0 | 5.5
0 | 0 | 0 | 0 | 0 | 0 | 0 | 0 | 0 | 0 | 0 | 0 | 0 | 0 | 0 | 0 | 0 | 0 | 0 | 5.5
0 | 0 | 0 | 0 | 0 | 0 | 0 | 0 | 0 | 0 | 0 | 0 | 0 | 0 | 0 | 0 | 0 | 0 | 0 | 5.5
0 | 0 | 0 | 0 | 0 | 0 | 0 | 0 | 0 | 0 | 0 | 0 | 0 | 0 | 0 | 0 | 0 | 0 | 0 | 5.5
0 | 0 | 0 | 0 | 0 | 0 | 0 | 0 | 0 | 0 | 0 | 0 | 0 | 0 | 0 | 0 | 0 | 0 | 0 | 5.5
0 | 0 | 0 | 0 | 0 | 0 | 0 | 0 | 0 | 0 | 0 | 0 | 0 | 0 | 0 | 0 | 0 | 0 | 0 | 11
0 | 0 | 0 | 0 | 0 | 0 | 0 | 0 | 0 | 0 | 0 | 0.2 | 0 | 0 | 0 | 0 | 0 | 0 | 0 | 11
0 | 0 | 0 | 0 | 0 | 0 | 0 | 0 | 0 | 1 | 0 | 1 | 0 | 0 | 0 | 0 | 0 | 0 | 0 | 11
0 | 0 | 0 | 0 | 0 | 0 | 0 | 0 | 0 | 1 | 0 | 6 | 0 | 0 | 0 | 0 | 0 | 0 | 0 | 11
0 | 0 | 0 | 0 | 0 | 0 | 0 | 0 | 0 | 0 | 0 | 0 | 0 | 0 | 0 | 0 | 0 | 0 | 0 | 11
0 | 0 | 0 | 0 | 0 | 0 | 0 | 0 | 0 | 0 | 0 | 0 | 0 | 0 | 0 | 0 | 0 | 0 | 0 | 11
0 | 0 | 0 | 0 | 0 | 0 | 9 | 0 | 0 | 0 | 0 | 0 | 0 | 0 | 0 | 0 | 0 | 0 | 0 | 11
0 | 0 | 0 | 0 | 0 | 0 | 0 | 0 | 1 | 12.5 | 0 | 1 | 0 | 0 | 0 | 0 | 0 | 0 | 0 | 11
0 | 0 | 0 | 0 | 0 | 1.8 | 0 | 0 | 8.2 | 5 | 0 | 8.2 | 0 | 0 | 0 | 0 | 0 | 0 | 0 | 11
0 | 0 | 0 | 0 | 0 | 0 | 0 | 0 | 5 | 0 | 0 | 6.1 | 0 | 0 | 0 | 0 | 0 | 0 | 0 | 11
0 | 0 | 0 | 0 | 0 | 0 | 0 | 0 | 0 | 0 | 0 | 0 | 0 | 0 | 0 | 0 | 0 | 0 | 0 | 11
0 | 0 | 0 | 0 | 0 | 0 | 0 | 0 | 0 | 0 | 0 | 0 | 0 | 0 | 0 | 0 | 0 | 0 | 0 | 11
0 | 0 | 0 | 0 | 0 | 0 | 0 | 3.3 | 5.5 | 0 | 0 | 0 | 0 | 0 | 0 | 0 | 0 | 0 | 0 | 11
0 | 0 | 0 | 0 | 0 | 0 | 0 | 0 | 4 | 0 | 0 | 0 | 0 | 0 | 0 | 0 | 0 | 0 | 0 | 11
0 | 0 | 0 | 0 | 0 | 0 | 0 | 0 | 3 | 0 | 0 | 10.7 | 0 | 0 | 0 | 0 | 0 | 0 | 0 | 11
0 | 0 | 0 | 0 | 0 | 0 | 0 | 0 | 3.2 | 0 | 0 | 4.5 | 0 | 0 | 0 | 0 | 0 | 0 | 0 | 11
0 | 0 | 0 | 0 | 0 | 0 | 0 | 0 | 0 | 0 | 0 | 0 | 0 | 0 | 0 | 0 | 0 | 0 | 0 | 11
0 | 0 | 0 | 0 | 0 | 0 | 0 | 0 | 0 | 0 | 0 | 0 | 0 | 0 | 0 | 0 | 0 | 0 | 0 | 11
0 | 0 | 0 | 0 | 0 | 0 | 0 | 0 | 0 | 0 | 0 | 0 | 0 | 0 | 0 | 0 | 0 | 0 | 0 | 11
0 | 0 | 0 | 0 | 0 | 0 | 0 | 0 | 0 | 0 | 0 | 0 | 0 | 0 | 0 | 0 | 0 | 0 | 0 | 11
0 | 0 | 0 | 0 | 0 | 0 | 0 | 0 | 0 | 0 | 0 | 0 | 0 | 0 | 0 | 0 | 0 | 0 | 0 | 11
0 | 0 | 0 | 0 | 0 | 0 | 0 | 0 | 0 | 0 | 0 | 0 | 0 | 0 | 0 | 0 | 0 | 0 | 0 | 11
0 | 0 | 0 | 0 | 0 | 0 | 0 | 0 | 0 | 0 | 0 | 0 | 0 | 0 | 0 | 0 | 0 | 0 | 0 | 11
0 | 0 | 0 | 0 | 0 | 0 | 0 | 0 | 0 | 0 | 0 | 0 | 0 | 0 | 0 | 0 | 0 | 0 | 0 | 11
0 | 0 | 0 | 0 | 0 | 0 | 0 | 0 | 0 | 0 | 0 | 0 | 0 | 0 | 0 | 0 | 0 | 0 | 0 | 11
0 | 0 | 0 | 0 | 0 | 0 | 0 | 0 | 0 | 0 | 0 | 0 | 0 | 0 | 0 | 0 | 0 | 0 | 0 | 11
0 | 0 | 0 | 0 | 0 | 0 | 0 | 0 | 0 | 0 | 0 | 0 | 0 | 0 | 0 | 0 | 0 | 0 | 0 | 11
0 | 0 | 0 | 0 | 0 | 0 | 0 | 0 | 0 | 0 | 0 | 0 | 0 | 0 | 0 | 0 | 0 | 0 | 0 | 11
0 | 0 | 0 | 0 | 0 | 0 | 0 | 0 | 0 | 0 | 0 | 0 | 0 | 0 | 0 | 0 | 0 | 0 | 0 | 16.5
0 | 0 | 0 | 0 | 0 | 0 | 0 | 0 | 0 | 0 | 0 | 0 | 0 | 0 | 0 | 0 | 0 | 0 | 0 | 16.5
0 | 0 | 0 | 0 | 0 | 0 | 0 | 0 | 0 | 0 | 0 | 0 | 0 | 0 | 0 | 0 | 0 | 0 | 0 | 16.5
0 | 0 | 0 | 0 | 0 | 0 | 0 | 0 | 0 | 0 | 0 | 0 | 0 | 0 | 0 | 0 | 0 | 0 | 0 | 16.5
0 | 0 | 0 | 0 | 0 | 0 | 0 | 0 | 0 | 0 | 0 | 0 | 0 | 0 | 0 | 0 | 0 | 0 | 0 | 16.5
0 | 0 | 0 | 0 | 0 | 0 | 0 | 0 | 0 | 0 | 0 | 0 | 0 | 0 | 0 | 0 | 0 | 0 | 0 | 16.5
0 | 0 | 0 | 0 | 0 | 0 | 0 | 0 | 0 | 0 | 0 | 0 | 0 | 0 | 0 | 0 | 0 | 0 | 0 | 16.5
0 | 0 | 0 | 0 | 0 | 0 | 0 | 0 | 0 | 0 | 0 | 0 | 0 | 0 | 0 | 0 | 0 | 0 | 0 | 16.5
0 | 0 | 0 | 0 | 0 | 0 | 0 | 0 | 0 | 0 | 0 | 0 | 0 | 0 | 0 | 0 | 0 | 0 | 0 | 16.5
0 | 0 | 0 | 0 | 0 | 0 | 0 | 0 | 0 | 0 | 0 | 0 | 0 | 0 | 0 | 0 | 0 | 0 | 0 | 16.5
0 | 0 | 0 | 0 | 0 | 0 | 0 | 0 | 0 | 0 | 0 | 0 | 0 | 0 | 0 | 0 | 0 | 0 | 0 | 16.5
0 | 0 | 0 | 0 | 0 | 0 | 0 | 0 | 0 | 0 | 0 | 0 | 0 | 0 | 0 | 0 | 0 | 0 | 0 | 16.5
0 | 0 | 0 | 0 | 0 | 0 | 0 | 0 | 0 | 0 | 0 | 0 | 0 | 0 | 0 | 0 | 0 | 0 | 0 | 16.5
0 | 0 | 0 | 0 | 0 | 0 | 0 | 0 | 0 | 0 | 0 | 0 | 0 | 0 | 0 | 0 | 0 | 0 | 0 | 16.5
0 | 0 | 0 | 0 | 0 | 0 | 0 | 0 | 0 | 0 | 0 | 0 | 0 | 0 | 0 | 39.5 | 0 | 0 | 0 | 16.5
0 | 0 | 0 | 0 | 0 | 0 | 0 | 0 | 0 | 0 | 0 | 0 | 0 | 0 | 0 | 8.5 | 0 | 0 | 0 | 16.5
0 | 0 | 0 | 0 | 12.2 | 10 | 7.8 | 0 | 2 | 0 | 7 | 0 | 19 | 0 | 0 | 0 | 0 | 0 | 0 | 16.5
0 | 0 | 0 | 0 | 0 | 0 | 0 | 0 | 0 | 3 | 0 | 0 | 0 | 0 | 0 | 0 | 0 | 0 | 0 | 16.5
0 | 0 | 0 | 0 | 0 | 0 | 0 | 0 | 0 | 0 | 0 | 0 | 0 | 0 | 0 | 0 | 0 | 0 | 0 | 16.5
0 | 0 | 0 | 0 | 0 | 0 | 0 | 0 | 0 | 0 | 0 | 0 | 0 | 0 | 0 | 0 | 0 | 0 | 0 | 16.5
0 | 0 | 0 | 0 | 0 | 0 | 0 | 0 | 0 | 0 | 0 | 0 | 0 | 0 | 0 | 0 | 0 | 0 | 0 | 16.5
0 | 0 | 0 | 0 | 0 | 0 | 0 | 0 | 0 | 0 | 0 | 0 | 0 | 0 | 0 | 0 | 0 | 0 | 0 | 16.5
0 | 0 | 0 | 0 | 0 | 0 | 0 | 0 | 0 | 0 | 0 | 0 | 0 | 0 | 0 | 0 | 0 | 0 | 0 | 16.5
0 | 0 | 0 | 0 | 0 | 0 | 0 | 0 | 0 | 0 | 0 | 0 | 0 | 0 | 0 | 0 | 0 | 0 | 0 | 16.5
0 | 0 | 0 | 0 | 0 | 0 | 0 | 0 | 0 | 0 | 0 | 0 | 0 | 0 | 0 | 0 | 0 | 0 | 0 | 16.5
0 | 0 | 0 | 0 | 0 | 0 | 0 | 0 | 0 | 0 | 0 | 0 | 116 | 0 | 0 | 0 | 0 | 0 | 0 | 16.5
0 | 0 | 0 | 0 | 0 | 0 | 0 | 0 | 0 | 0 | 0 | 0 | 0 | 0 | 0 | 0 | 0 | 0 | 0 | 16.5
0 | 0 | 0 | 0 | 0 | 0 | 20 | 0 | 0 | 0 | 0 | 0 | 0 | 0 | 0 | 0 | 0 | 0 | 0 | 16.5
0 | 0 | 0 | 0 | 4 | 10 | 0 | 14.2 | 0 | 0 | 0 | 6 | 0 | 0 | 0 | 2.5 | 4.2 | 0 | 2 | 16.5
0 | 0 | 0 | 0 | 0 | 5 | 0 | 9.2 | 10 | 0 | 0 | 5 | 0 | 0 | 0 | 0 | 1.1 | 0 | 0 | 16.5
0 | 0 | 0 | 0 | 0 | 0 | 0 | 0 | 3 | 0 | 0 | 1 | 0 | 0 | 0 | 0 | 0 | 0 | 0 | 16.5
71 | 0 | 0 | 0 | 0 | 7.2 | 3.2 | 0 | 0 | 0 | 0 | 0 | 0 | 0 | 0 | 0 | 0 | 0 | 0 | 16.5
0 | 0 | 0 | 0 | 0 | 0 | 0 | 0 | 0 | 0 | 0 | 0 | 0 | 0 | 0 | 1 | 0 | 0 | 0 | 16.5
1.2 | 0 | 0 | 0 | 0 | 0 | 0 | 0 | 0 | 0 | 0 | 0 | 0 | 0 | 0 | 0 | 44.7 | 13 | 4.1 | 16.5
0 | 0 | 0 | 0 | 0 | 0 | 0 | 0 | 0 | 0 | 0 | 0 | 0 | 0 | 0 | 0 | 0 | 0 | 0 | 16.5
0 | 23 | 0 | 0 | 0 | 0 | 0 | 0 | 62 | 67.2 | 0 | 0 | 0 | 0 | 0 | 0 | 2.3 | 13 | 0 | 16.5
0 | 0 | 0 | 0 | 0 | 2 | 0 | 0 | 14.6 | 4 | 0 | 5 | 0 | 0 | 0 | 35 | 23.6 | 50 | 7.3 | 16.5
0 | 0 | 0 | 0 | 0 | 0 | 0 | 0 | 0 | 0 | 0 | 0 | 0 | 0 | 0 | 0 | 0 | 2 | 0 | 16.5
0 | 0 | 0 | 0 | 0 | 0 | 0 | 0 | 0 | 2.5 | 0 | 0 | 0 | 0 | 0 | 0 | 0 | 2.5 | 0 | 16.5
0 | 2 | 0 | 0 | 0 | 4 | 0 | 0 | 0 | 15 | 0 | 0 | 0 | 0 | 0 | 3 | 0 | 0 | 0 | 16.5
0 | 45 | 0 | 0 | 0 | 2 | 3 | 0 | 0 | 0 | 0 | 0 | 0 | 0 | 0 | 3 | 0 | 0 | 0 | 16.5
0 | 0 | 0 | 0 | 0 | 0 | 0 | 0 | 0 | 0 | 0 | 0 | 0 | 0 | 0 | 0 | 0 | 0 | 0 | 16.5
0 | 0 | 0 | 0 | 0 | 0 | 0 | 0 | 0 | 1.2 | 0 | 0 | 0 | 0 | 0 | 0 | 0 | 0 | 0 | 16.5
0 | 0 | 0 | 6 | 0 | 0 | 0 | 15 | 21 | 0 | 0 | 0 | 0 | 0 | 0 | 0 | 0 | 0 | 0 | 16.5
2.4 | 0 | 0 | 0 | 0 | 8 | 4.2 | 0 | 0 | 0 | 0 | 8 | 0 | 0 | 0 | 0 | 0 | 0 | 0 | 16.5
0 | 0 | 36 | 0 | 0 | 2 | 0 | 1 | 0 | 0 | 0 | 0 | 0 | 0 | 0 | 0 | 0 | 0 | 0 | 16.5
0 | 0 | 0 | 0 | 0 | 0 | 0 | 0 | 0 | 0 | 0 | 0 | 0 | 0 | 0 | 0 | 0 | 0 | 0 | 16.5
0 | 0 | 0 | 0 | 0 | 0 | 0 | 0 | 0 | 0 | 0 | 0 | 0 | 0 | 0 | 0 | 0 | 1 | 0 | 16.5
0 | 0 | 0 | 0 | 0 | 0 | 0 | 0 | 0 | 0 | 0 | 0 | 0 | 0 | 0 | 0 | 0 | 8 | 0 | 16.5
0 | 0 | 0 | 0 | 0 | 0 | 0 | 0 | 0 | 0 | 0 | 0 | 0 | 0 | 0 | 0 | 0 | 0 | 0 | 16.5
0 | 0 | 0 | 0 | 0 | 0 | 0 | 0 | 0 | 0 | 0 | 0 | 0 | 0 | 0 | 0 | 0 | 0 | 0 | 16.5
0 | 0 | 0 | 0 | 0 | 0 | 0 | 0 | 0 | 0 | 0 | 0 | 0 | 0 | 0 | 0 | 0 | 0 | 0 | 16.5
0 | 0 | 0 | 0 | 0 | 0 | 0 | 0 | 0 | 0 | 0 | 0 | 0 | 0 | 0 | 0 | 0 | 0 | 0 | 16.5
0 | 11.4 | 0 | 0 | 0 | 4 | 5.2 | 0 | 0 | 2.2 | 0 | 4 | 0 | 0 | 0 | 0 | 0 | 0 | 0 | 16.5
0 | 0 | 23 | 0 | 0 | 12.6 | 5.4 | 0 | 0 | 58 | 0 | 0 | 0 | 0 | 0 | 11 | 0 | 0 | 0 | 16.5
0 | 32 | 0 | 0 | 0 | 0 | 0 | 0 | 0 | 0 | 0 | 0 | 0 | 0 | 0 | 0 | 0 | 0 | 0 | 16.5
0 | 0 | 0 | 0 | 0 | 1 | 0 | 0 | 0 | 0 | 0 | 0 | 0 | 0 | 0 | 0 | 0 | 0 | 0 | 16.5
0 | 0 | 0 | 3.5 | 0 | 0 | 0 | 4 | 0 | 0 | 0 | 0 | 0 | 0 | 0 | 0 | 0 | 0 | 0 | 16.5
0 | 0 | 0 | 5 | 0 | 2.6 | 0 | 10 | 0 | 0 | 0 | 0 | 0 | 0 | 0 | 0 | 0 | 0 | 0 | 16.5
0 | 0 | 0 | 5.5 | 0 | 2.8 | 0 | 8.1 | 0 | 0 | 0 | 0 | 0 | 0 | 0 | 0 | 0 | 0 | 0 | 16.5
0 | 0 | 0 | 7.5 | 0 | 4.1 | 0 | 0 | 0 | 0 | 0 | 0 | 0 | 0 | 0 | 0 | 0 | 0 | 0 | 16.5
0 | 0 | 0 | 0 | 0 | 15 | 0 | 0 | 0 | 0 | 0 | 0 | 0 | 0 | 0 | 12.5 | 0 | 0 | 0 | 5.5
0 | 0 | 0 | 0 | 0 | 0 | 0 | 0 | 0 | 0 | 0 | 0 | 0 | 0 | 0 | 8.5 | 0 | 45 | 0 | 5.5
0 | 0 | 0 | 0 | 0 | 0 | 0 | 0 | 0 | 0 | 3 | 8 | 1 | 11 | 0 | 42.5 | 27.5 | 5.5 | 0 | 5.5
0 | 0 | 8 | 0 | 0 | 0 | 0 | 0 | 0 | 4 | 2.4 | 16 | 21 | 49 | 47 | 0 | 3.2 | 68 | 0 | 5.5
7.5 | 0 | 0 | 10.2 | 3 | 2.2 | 3 | 6.4 | 6 | 39.6 | 32 | 48 | 0 | 0 | 0 | 0 | 92.2 | 0 | 36.2 | 5.5
0 | 0 | 12 | 0 | 0 | 0 | 0 | 0 | 0 | 0 | 0 | 0 | 0 | 0 | 0 | 0 | 0 | 0 | 0 | 5.5
0 | 0 | 0 | 0 | 0 | 0 | 0 | 0 | 0 | 0 | 0 | 0 | 0 | 0 | 0 | 0 | 0 | 0 | 0 | 5.5
26 | 43 | 14 | 14.2 | 0 | 0 | 0 | 0 | 0 | 15.2 | 12 | 0 | 0 | 0 | 0 | 0 | 0 | 0 | 0 | 5.5
6 | 5 | 0 | 7.1 | 0 | 1 | 5.6 | 0 | 0 | 20 | 13.4 | 0 | 11 | 0 | 0 | 0 | 0 | 0 | 7.6 | 5.5
0 | 0 | 0 | 0 | 0 | 0 | 0 | 0 | 0 | 0 | 0 | 0 | 0 | 0 | 0 | 0 | 0 | 2 | 0 | 5.5
3.5 | 0 | 9 | 15.2 | 8 | 1 | 2.4 | 20 | 20 | 5.2 | 3.2 | 5 | 7 | 0 | 0 | 0 | 9.4 | 0 | 3.8 | 5.5
0 | 0 | 0 | 16.2 | 19 | 2 | 3.8 | 3.2 | 0 | 0 | 0 | 0 | 0 | 0 | 0 | 0 | 0 | 0 | 0 | 5.5
8.6 | 0 | 18 | 0 | 0 | 0 | 0 | 0 | 0 | 0 | 0 | 0 | 0 | 0 | 0 | 5.6 | 0 | 0 | 0 | 5.5
0 | 0 | 0 | 0 | 0 | 0 | 0 | 0 | 0 | 0 | 0 | 0 | 13 | 0 | 0 | 0 | 0 | 0 | 0 | 5.5
16.5 | 12 | 0 | 0 | 0 | 0 | 0 | 3 | 2 | 1 | 0 | 0 | 0 | 0 | 0 | 0 | 0 | 0 | 0 | 5.5
6.5 | 11 | 23 | 28.4 | 0 | 0.4 | 4.2 | 1 | 0 | 5.2 | 0 | 0 | 0 | 0 | 0 | 22 | 0 | 0 | 0 | 5.5
0 | 4 | 0 | 0 | 0 | 0 | 0 | 0 | 0 | 7 | 0 | 0 | 1 | 0 | 0 | 0 | 1.1 | 0 | 0 | 5.5
7 | 36 | 40 | 95.6 | 47.3 | 0.6 | 0 | 0 | 0 | 0 | 3 | 0 | 0 | 0 | 0 | 0 | 17 | 8 | 0 | 5.5
52.5 | 0 | 0 | 84.6 | 17.2 | 2.6 | 0 | 17 | 2 | 5.3 | 0 | 3 | 1 | 0 | 0 | 0 | 25 | 12 | 0 | 5.5
0 | 6 | 0 | 14.6 | 0 | 0 | 0 | 0 | 0 | 0 | 0 | 0 | 0 | 0 | 0 | 0 | 0 | 0 | 0 | 5.5
7 | 14.5 | 18 | 20.2 | 3 | 3 | 0 | 5.6 | 0 | 0 | 0 | 0 | 0 | 0 | 0 | 7.5 | 0 | 11.9 | 0 | 5.5
15.5 | 4.6 | 0 | 14.2 | 0 | 0 | 0 | 0 | 0 | 0 | 9 | 0 | 23 | 0 | 0 | 0 | 14.3 | 0 | 0 | 5.5
3.6 | 0 | 30 | 30.4 | 3.2 | 0.4 | 0 | 34 | 6 | 40 | 0 | 0 | 83 | 0 | 0 | 0 | 4.5 | 0 | 15.7 | 5.5
0 | 4 | 25 | 14.2 | 1.2 | 0 | 0 | 0 | 0 | 0 | 0 | 0 | 0 | 0 | 0 | 0 | 0.4 | 0 | 0 | 5.5
0 | 1.5 | 20 | 0 | 0 | 0 | 0 | 0 | 0 | 0 | 0 | 0 | 0 | 0 | 0 | 0 | 4.4 | 0 | 0 | 5.5
4 | 34 | 30 | 0 | 5 | 33.8 | 0 | 0 | 3 | 1 | 1.4 | 0 | 0 | 0 | 0 | 0 | 0 | 0 | 0 | 5.5
0 | 27 | 30 | 14.2 | 0 | 0 | 0 | 0 | 0 | 9.4 | 0 | 0 | 13 | 0 | 0 | 0 | 4.3 | 0 | 0 | 5.5
29.5 | 6 | 40 | 28.4 | 0 | 0 | 0 | 0 | 8 | 14.6 | 20 | 0 | 7 | 0 | 0 | 0 | 37 | 0 | 28.4 | 5.5
37.5 | 0 | 35 | 35.4 | 2 | 0 | 0 | 0 | 0 | 22.4 | 5 | 1 | 81 | 0 | 0 | 0 | 4 | 63 | 1.3 | 5.5
5.5 | 0 | 20 | 38.6 | 0 | 0 | 0 | 0 | 0 | 12.8 | 4 | 0 | 6 | 0 | 0 | 0 | 15.2 | 15 | 13.7 | 5.5
0 | 0 | 15 | 18.6 | 0 | 0 | 0 | 0 | 0 | 1.2 | 0 | 0 | 0 | 0 | 0 | 0 | 5.3 | 0 | 0 | 5.5
60 | 56 | 22 | 28.4 | 0 | 0 | 0 | 1.6 | 2 | 0 | 0 | 0 | 0 | 0 | 0 | 0 | 0 | 0 | 0 | 0
68 | 42 | 60 | 42.6 | 28 | 6 | 4.6 | 10.2 | 7 | 14 | 23 | 11 | 17 | 0 | 0 | 0 | 0 | 0 | 4.6 | 0
63 | 47 | 94 | 50.6 | 3.4 | 1 | 0 | 4 | 1 | 0 | 0 | 0 | 0 | 0 | 0 | 0 | 0 | 0 | 0 | 0
20 | 0 | 0 | 6.1 | 0 | 5 | 0 | 0 | 2 | 0 | 0 | 0 | 0 | 0 | 0 | 2.5 | 4 | 0 | 4.8 | 0
0 | 7 | 0 | 6.1 | 14 | 1.2 | 0 | 30.6 | 0 | 0 | 0 | 0 | 0 | 0 | 0 | 0 | 2.6 | 0 | 0 | 0
9 | 17 | 10 | 0 | 0 | 0 | 0 | 0 | 0 | 15.5 | 0 | 3 | 1 | 0 | 0 | 0 | 0 | 0 | 0 | 0
25.5 | 6 | 35 | 28.4 | 0 | 0 | 0 | 0 | 0 | 27 | 0 | 0 | 15 | 0 | 0 | 0 | 2.2 | 0 | 0 | 0
8.5 | 33 | 40 | 0 | 0 | 5.2 | 0 | 0 | 0 | 3.5 | 14 | 0 | 7 | 0 | 0 | 0 | 0 | 5 | 0 | 0
54 | 0 | 25 | 6 | 1.2 | 0 | 0 | 2 | 1 | 18 | 16 | 0 | 22 | 0 | 0 | 0 | 6.2 | 0 | 0 | 0
14 | 12 | 30 | 30.4 | 0 | 1 | 0 | 0.2 | 0 | 0 | 0 | 0 | 3 | 0 | 0 | 0 | 0 | 5 | 0 | 0
0 | 9.3 | 25 | 0 | 0 | 0 | 0 | 0 | 0 | 20.2 | 19 | 0 | 35 | 0 | 0 | 0 | 5.2 | 10.5 | 2.5 | 0
15 | 11 | 20 | 32.1 | 3 | 0 | 0 | 7 | 10 | 8.2 | 20 | 0 | 14 | 0 | 0 | 0 | 16.2 | 1 | 17.8 | 0
8.5 | 11 | 25 | 42.6 | 0 | 0 | 3.6 | 1.6 | 10 | 0 | 2 | 0 | 0 | 0 | 0 | 0 | 0 | 0 | 0 | 0
26 | 11 | 20 | 56.8 | 14.3 | 4.2 | 0 | 19 | 15 | 0 | 2 | 0 | 0 | 0 | 0 | 0 | 0 | 0 | 0 | 0
14.5 | 3 | 0 | 48.4 | 4.1 | 3 | 0 | 6.8 | 1 | 0 | 1.4 | 0 | 0 | 0 | 0 | 0 | 2.2 | 0 | 0 | 0
10.5 | 0 | 0 | 30.4 | 9.1 | 5 | 0 | 7 | 0 | 0 | 0 | 0 | 0 | 0 | 0 | 0 | 0 | 0 | 0 | 0
4.5 | 23 | 0 | 20.1 | 0 | 0 | 0 | 0 | 1 | 0 | 0 | 0 | 0 | 35 | 0 | 0 | 0 | 0 | 0 | 0
0 | 17 | 0 | 0 | 0 | 0 | 0 | 4 | 0 | 0 | 0 | 0 | 0 | 4 | 0 | 2.5 | 0 | 0 | 0 | 0
24 | 12 | 0 | 28.4 | 23 | 24 | 0 | 40.8 | 60 | 11 | 10 | 4 | 12 | 19 | 0 | 0 | 6 | 0 | 16.5 | 0
19.5 | 11 | 0 | 30.2 | 12 | 8.4 | 13 | 17.6 | 16 | 2 | 0.4 | 5 | 4 | 0 | 0 | 0 | 0 | 0 | 0 | 0
14.6 | 17 | 0 | 42.6 | 10.2 | 3 | 2.5 | 4.2 | 5 | 0.6 | 0 | 2 | 0 | 0 | 0 | 0 | 0 | 0 | 0 | 0
19 | 0 | 20 | 56.8 | 38.1 | 5.6 | 0.6 | 29 | 0 | 0 | 5 | 0 | 0 | 0 | 0 | 0 | 0 | 0 | 0 | 0
18 | 44 | 26 | 99.4 | 29 | 12.2 | 1 | 20 | 8 | 1.4 | 2 | 0 | 0 | 17 | 0 | 0 | 0 | 0 | 0 | 0
52.5 | 7 | 0 | 85.2 | 69 | 57.6 | 26.5 | 82.2 | 37 | 7 | 7 | 5 | 0 | 0 | 0 | 0 | 0 | 0 | 0 | 0
48 | 16.5 | 0 | 83.2 | 72.2 | 16.6 | 13 | 81.4 | 32 | 13 | 4 | 16 | 5 | 0 | 0 | 0 | 0.4 | 0 | 3.3 | 0
9.6 | 0 | 0 | 71.1 | 15 | 4.2 | 1.8 | 11.8 | 3 | 3.4 | 1 | 3 | 2 | 5 | 0 | 0 | 0.3 | 0 | 0 | 0
21 | 9 | 0 | 68.8 | 54 | 4.6 | 0 | 20.6 | 15 | 0 | 0 | 0 | 0 | 0 | 0 | 0 | 0 | 0 | 0 | 0
0 | 3.5 | 0 | 28.4 | 0 | 0 | 0 | 0 | 0 | 0 | 0 | 0 | 0 | 0 | 0 | 0 | 0 | 0 | 0 | 0
9.5 | 0 | 0 | 0 | 0 | 3 | 0 | 2.4 | 0 | 0 | 0 | 0 | 0 | 0 | 0 | 0 | 0.2 | 0 | 0 | 0
5 | 0 | 0 | 0 | 0 | 0 | 0 | 0 | 0 | 0 | 0 | 0 | 0 | 0 | 0 | 0 | 0 | 0 | 0 | 0
0 | 9 | 8 | 0 | 0 | 0 | 3 | 0 | 0 | 0 | 0 | 0 | 0 | 0 | 0 | 0 | 0 | 0 | 0 | 0
17 | 10 | 9 | 42.6 | 12.3 | 10.8 | 0 | 8 | 0 | 2 | 2 | 0 | 1 | 15 | 0 | 0 | 0 | 0 | 0 | 0
10.5 | 7 | 24 | 28.4 | 9 | 1.6 | 0 | 6 | 0 | 0 | 0 | 0 | 0 | 9 | 0 | 0 | 0 | 0 | 0 | 0
8.6 | 0 | 0 | 26.2 | 1.3 | 1.4 | 0 | 3 | 7 | 0 | 0 | 0 | 0 | 0 | 0 | 0 | 0 | 0 | 0 | 0
10 | 0 | 0 | 0 | 0 | 0 | 0 | 0 | 0 | 0 | 0 | 0 | 0 | 0 | 0 | 0 | 0 | 0 | 0 | 0
0 | 0 | 30 | 0 | 0 | 6 | 0 | 0.6 | 0 | 0 | 0 | 0 | 0 | 0 | 25 | 0 | 0 | 0 | 0 | 0
0 | 0 | 0 | 0 | 12 | 0 | 2.2 | 7 | 0 | 0 | 0 | 0 | 0 | 16 | 0 | 0 | 0 | 0 | 0 | 0
0 | 0 | 0 | 0 | 0 | 0 | 0 | 0 | 0 | 0 | 0 | 0 | 0 | 0 | 0 | 0 | 0 | 0 | 0 | 0
0 | 0 | 0 | 0 | 0 | 0 | 0 | 0 | 0 | 0 | 0 | 0 | 0 | 0 | 0 | 0 | 0 | 0 | 0 | 0
0 | 0 | 0 | 0 | 0 | 0 | 0 | 0 | 0 | 0 | 0 | 0 | 0 | 0 | 0 | 0 | 0 | 1 | 0 | 0
0 | 0 | 21 | 0 | 0 | 0 | 0 | 0 | 0 | 0 | 0 | 0 | 0 | 0 | 0 | 0 | 0 | 0 | 0 | 0
20 | 31 | 46 | 14.2 | 13.2 | 10 | 0 | 14.6 | 22 | 2.8 | 3 | 0 | 0 | 0 | 0 | 0 | 0 | 0 | 0 | 0
12.5 | 0 | 14 | 20.1 | 5.1 | 2 | 0 | 6 | 2 | 3 | 5 | 0 | 0 | 0 | 0 | 0 | 0 | 0 | 0 | 0
16.5 | 0 | 30 | 30.2 | 4 | 3.2 | 0 | 5.4 | 1 | 4 | 4 | 8 | 3 | 0 | 0 | 0 | 0 | 0 | 0 | 0
0 | 0 | 3 | 42.6 | 0 | 5.2 | 0 | 0 | 2 | 0 | 0 | 0 | 0 | 0 | 0 | 0 | 0 | 0 | 0 | 0
3 | 0 | 0 | 28.4 | 3 | 2.2 | 0 | 8.6 | 0 | 0 | 0 | 0 | 0 | 0 | 0 | 0 | 0 | 0 | 0 | 0
0 | 0 | 15 | 14.2 | 2 | 0 | 0 | 2.6 | 3 | 0 | 0 | 0 | 0 | 0 | 0 | 0 | 0 | 0 | 0 | 0
5.5 | 0 | 24 | 30.1 | 7.1 | 3.2 | 2.5 | 11.2 | 5 | 0 | 2 | 0 | 0 | 0 | 0 | 0 | 0 | 0 | 0 | 0
0 | 0 | 0 | 0 | 0 | 10.2 | 3 | 3.4 | 2 | 0 | 0 | 0 | 0 | 0 | 0 | 0 | 0 | 0 | 0 | 0
0 | 4 | 14 | 0 | 0 | 3.2 | 1 | 1.2 | 0 | 0 | 0 | 0 | 0 | 6 | 3 | 11.5 | 0 | 0 | 0 | 0
0 | 8 | 5 | 20.1 | 0 | 5.2 | 0 | 1.6 | 0 | 1.8 | 4 | 0 | 2 | 5 | 16 | 12.5 | 1.3 | 0 | 0 | 0
9 | 4 | 40 | 14.2 | 13 | 3.6 | 0 | 11.4 | 12 | 0 | 7 | 0 | 11 | 9 | 23 | 0 | 0 | 0 | 0 | 0
3.5 | 0 | 0 | 7.1 | 1 | 0.4 | 0 | 0 | 4 | 1 | 0 | 0 | 0 | 0 | 0 | 0 | 3.4 | 3 | 0 | 0
0 | 0 | 0 | 0 | 0 | 0 | 0 | 3.2 | 0 | 0 | 0 | 0 | 0 | 0 | 0 | 0 | 0 | 0 | 0 | 0
0 | 26 | 33 | 0 | 0 | 4.8 | 2.8 | 0 | 0 | 0 | 0 | 0 | 0 | 0 | 1 | 4 | 0 | 1 | 0 | 0
30 | 0 | 0 | 42.6 | 21.2 | 9.2 | 0 | 18.6 | 9 | 10.8 | 10 | 10 | 12 | 7 | 0 | 0 | 4.3 | 0 | 0 | 0
0 | 7 | 0 | 14.2 | 0 | 0 | 0 | 2.3 | 2.8 | 0 | 0 | 0 | 0 | 0 | 0 | 0 | 0 | 0 | 0 | 0
9 | 6 | 9.2 | 16.1 | 2 | 2 | 0 | 3.2 | 6 | 0 | 0 | 0 | 0 | 0 | 0 | 0 | 0 | 2 | 0 | 0
5.5 | 4 | 4 | 6 | 4.3 | 5.4 | 0 | 29 | 15 | 7 | 7 | 0 | 2 | 0 | 1 | 0 | 0 | 1 | 0 | 0
9 | 2 | 0 | 10.1 | 9 | 15.4 | 5 | 24.2 | 26 | 8.4 | 8 | 0 | 5 | 0 | 10 | 0 | 1.4 | 0 | 4.6 | 0
11 | 3 | 2 | 28.4 | 7.3 | 5.2 | 1.2 | 21.8 | 24 | 5 | 7 | 0 | 1 | 0 | 10 | 0 | 0 | 1 | 8.6 | 0
3.6 | 26 | 10 | 30.4 | 5 | 4 | 0 | 8.1 | 8 | 0.6 | 1 | 7 | 0 | 5 | 0 | 6.6 | 1.4 | 0 | 5.6 | 0
11 | 0 | 54 | 42.6 | 2 | 0 | 0 | 5.2 | 20 | 0.5 | 0 | 0 | 0 | 3 | 0 | 0 | 16.5 | 2 | 0 | 0
70 | 35 | 19 | 15.2 | 0 | 0 | 0 | 0 | 0 | 0 | 6 | 0 | 17 | 0 | 0 | 0 | 2 | 7.8 | 2 | 0
13.5 | 0 | 26 | 30.4 | 2 | 0.6 | 0 | 7 | 0 | 2.4 | 5 | 0 | 0 | 0 | 0 | 3.2 | 57 | 6.1 | 18.5 | 0
28.5 | 35 | 45 | 56.8 | 36 | 20 | 8.6 | 51.1 | 32 | 6.8 | 8 | 8 | 6 | 0 | 0 | 7.3 | 2.2 | 2 | 0 | 0
48 | 10 | 7 | 60.4 | 21.2 | 16.4 | 6.6 | 23.2 | 11 | 9 | 7.4 | 1 | 8 | 5 | 0 | 0 | 2.2 | 1.4 | 0 | 0
12 | 16 | 57 | 53.8 | 66.2 | 1.4 | 0 | 20.1 | 5 | 0.8 | 0 | 0 | 0 | 0 | 0 | 0 | 0 | 0 | 0 | 0
47 | 22 | 21 | 50.8 | 18 | 27.6 | 4.8 | 5.4 | 5 | 4 | 3 | 2 | 2 | 0 | 0 | 0 | 0 | 0 | 0 | 0
24 | 22.3 | 23 | 65.2 | 104 | 37 | 28.5 | 52.8 | 31 | 7.8 | 6 | 10 | 6 | 0 | 0 | 0 | 0 | 0 | 6.4 | 0
26.4 | 28 | 25 | 75.2 | 91.3 | 12.2 | 4.2 | 119.8 | 89 | 24 | 25 | 22 | 11 | 0 | 0 | 0 | 1.3 | 0 | 10.2 | 0
28 | 0 | 20 | 50.1 | 37 | 13.2 | 0 | 32.1 | 36 | 9 | 10 | 2 | 5 | 0 | 0 | 0 | 0.4 | 0 | 2.8 | 0
8 | 9 | 14 | 30.2 | 10.2 | 0 | 7.4 | 11.8 | 6 | 2.5 | 5 | 0 | 0 | 0 | 0 | 0 | 0 | 0 | 0 | 0
11 | 7.1 | 10 | 32.4 | 13 | 2 | 0 | 5.2 | 1 | 0 | 0 | 0 | 0 | 0 | 0 | 0 | 0 | 0 | 0 | 0
11.5 | 0 | 19 | 42.6 | 11 | 1 | 0 | 9.6 | 1 | 0 | 0 | 0 | 0 | 0 | 0 | 0 | 0 | 0 | 0 | 0
14 | 0 | 29 | 56.8 | 1.2 | 0 | 0 | 2.3 | 1 | 0 | 0 | 0 | 0 | 0 | 0 | 0 | 0 | 0 | 0 | 0
24 | 87 | 35 | 61 | 12.2 | 8.2 | 1.4 | 21 | 28 | 3.6 | 3 | 0 | 1 | 1 | 11 | 11 | 0 | 16.8 | 0 | 0
93 | 33 | 10 | 85.2 | 76 | 64.4 | 44.2 | 106.1 | 70 | 31.6 | 27 | 12 | 26 | 9 | 3 | 4 | 13.3 | 3 | 27.9 | 0
34.5 | 2 | 29 | 61 | 12.3 | 16.2 | 5.2 | 59.6 | 45 | 25.4 | 20 | 21 | 16 | 0 | 0 | 0 | 3 | 0 | 2.5 | 0
3 | 2 | 40 | 28.4 | 0 | 1 | 0 | 1.1 | 7 | 4.5 | 4 | 0 | 0 | 0 | 0 | 0 | 0 | 0 | 0 | 0
3 | 0 | 15 | 10.1 | 3 | 1.6 | 0.4 | 1.1 | 4 | 1 | 0 | 0 | 0 | 0 | 0 | 0 | 0 | 0 | 0 | 0
0 | 0 | 25 | 0 | 0 | 1.2 | 0.6 | 1 | 0 | 0 | 0 | 0 | 0 | 0 | 0 | 0 | 0 | 0 | 0 | 0
0 | 11 | 14 | 0 | 0 | 0.6 | 0 | 1.8 | 5 | 0 | 0 | 0 | 0 | 0 | 0 | 0 | 0 | 0 | 0 | 0
12 | 0 | 7 | 0 | 7.2 | 13 | 7.8 | 12 | 0 | 1.2 | 0 | 0 | 0 | 0 | 0 | 0 | 0 | 0 | 0 | 0
0 | 0 | 0 | 0 | 0 | 0.6 | 0 | 0 | 3 | 0 | 0 | 0 | 0 | 0 | 0 | 4.5 | 0 | 0 | 0 | 0
0 | 0 | 0 | 0 | 1 | 0 | 0 | 6.7 | 5 | 2 | 0 | 0 | 0 | 6 | 3 | 0 | 0 | 0 | 0 | 0
0 | 0 | 0 | 0 | 0 | 0 | 0 | 0 | 0 | 2.4 | 0 | 0 | 0 | 0 | 0 | 0 | 0 | 0 | 0 | 0
0 | 0 | 0 | 0 | 0 | 0 | 0 | 0 | 0 | 0 | 0 | 0 | 0 | 0 | 7 | 8.5 | 0 | 0 | 0 | 0
0 | 0 | 0 | 0 | 0 | 0 | 0 | 0 | 0 | 0 | 0 | 2 | 3 | 10 | 8 | 2.6 | 0 | 0 | 0 | 0
0 | 0 | 0 | 50.6 | 30 | 0 | 0.8 | 10.2 | 18 | 2.4 | 6 | 2 | 8 | 0 | 18 | 0 | 13.3 | 35 | 0 | 0
0 | 0 | 0 | 0 | 0 | 0 | 0 | 0 | 0 | 12 | 17 | 2 | 10 | 31 | 0 | 0 | 14.2 | 15 | 8.9 | 0
0 | 5 | 0 | 0 | 0 | 0 | 0 | 0 | 0 | 0 | 10 | 0 | 0 | 0 | 0 | 0 | 0 | 0 | 0 | 0
0 | 11 | 0 | 5.2 | 0 | 0.8 | 0 | 0.8 | 0 | 0 | 0 | 0 | 0 | 0 | 0 | 0 | 0 | 0 | 0 | 0
0 | 0 | 0 | 6.4 | 2 | 0.6 | 0 | 0 | 0 | 0 | 0 | 0 | 0 | 0 | 0 | 0 | 0 | 0 | 0 | 0
0 | 9 | 0 | 14.2 | 0 | 0 | 0 | 3.2 | 0 | 0 | 0 | 0 | 0 | 0 | 12 | 5 | 0 | 0 | 0 | 0
0 | 0 | 0 | 4.1 | 4.2 | 0 | 0 | 0 | 0 | 0 | 0 | 0 | 0 | 0 | 4 | 7 | 0 | 0 | 0 | 0
29.2 | 27 | 22 | 7.2 | 0 | 0 | 0 | 0.5 | 0 | 0 | 0 | 0 | 49 | 0 | 0 | 0 | 0 | 0 | 0 | 0
3.8 | 0 | 0 | 5.1 | 0 | 0 | 0 | 1.4 | 0 | 0 | 0 | 0 | 0 | 0 | 0 | 0 | 0 | 0 | 0 | 0
5.5 | 8 | 0 | 28.4 | 0 | 0 | 0 | 22.8 | 0 | 0 | 0 | 0 | 0 | 0 | 0 | 0 | 0 | 0 | 0 | 0
1 | 1 | 0 | 42.6 | 18.1 | 3 | 0 | 2 | 10 | 3.2 | 3 | 0 | 0 | 0 | 0 | 0 | 1 | 0 | 0 | 0
9.2 | 0 | 0 | 0 | 2 | 1.2 | 0 | 43.6 | 1 | 0.6 | 1 | 0 | 0 | 0 | 0 | 0 | 0 | 7 | 0 | 0
0 | 13 | 0 | 14.2 | 23 | 10.2 | 3.8 | 0 | 3 | 13.2 | 8 | 0 | 9 | 0 | 0 | 0 | 4.2 | 0 | 0 | 0
0 | 1 | 0 | 14.2 | 0 | 0 | 0 | 12.4 | 0 | 0 | 0 | 0 | 0 | 0 | 0 | 0 | 0 | 0 | 0 | 0
0 | 0 | 0 | 16.1 | 14 | 0.8 | 0 | 0.4 | 3 | 0 | 0 | 0 | 0 | 0 | 0 | 0 | 0 | 0 | 0 | 0
0 | 0 | 0 | 0 | 0 | 2.6 | 0 | 0 | 0 | 0 | 0 | 0 | 0 | 0 | 2 | 0 | 0 | 2 | 0 | 0
0 | 8 | 0 | 19.2 | 0 | 0 | 0 | 5.4 | 0 | 2.4 | 0 | 0 | 7 | 0 | 0 | 2.5 | 1 | 0 | 33.5 | 0
15 | 3 | 9 | 22.3 | 0 | 0.8 | 20 | 7.2 | 24 | 11.4 | 37 | 24 | 23 | 0 | 0 | 0 | 32 | 23 | 62.2 | 0
23 | 28 | 0 | 25.4 | 3 | 0.8 | 2.2 | 0 | 1 | 1 | 5 | 0 | 2 | 0 | 0 | 0 | 1.2 | 0 | 0 | 0
0 | 0 | 0 | 0 | 0 | 0 | 0 | 0 | 0 | 8.2 | 6 | 0 | 0 | 0 | 0 | 0 | 11.8 | 0 | 0 | 0
0 | 0 | 0 | 0 | 3 | 0 | 0 | 0 | 0 | 0 | 0 | 0 | 0 | 0 | 0 | 0 | 0 | 0 | 0 | 0
0 | 0 | 0 | 0 | 0 | 0 | 0 | 2.6 | 0 | 0 | 0 | 0 | 0 | 0 | 0 | 0 | 0 | 1.2 | 0 | 0
0 | 0 | 0 | 0 | 0 | 1.2 | 3.5 | 0 | 5 | 1 | 2 | 0 | 0 | 0 | 0 | 0 | 0 | 2.2 | 0 | 0
0 | 0 | 0 | 0 | 0 | 0 | 5.8 | 0 | 1 | 0 | 2 | 0 | 1 | 0 | 0 | 0 | 0 | 0 | 2.8 | 0
0 | 0 | 0 | 0 | 0 | 0 | 0 | 0 | 0 | 0 | 0 | 0 | 0 | 0 | 0 | 0 | 0 | 0 | 0 | 0
0 | 0 | 0 | 0 | 0 | 0 | 0 | 0 | 0 | 0 | 0 | 0 | 0 | 0 | 0 | 0 | 0 | 0 | 0 | 0
0 | 0 | 0 | 0 | 0 | 0 | 0 | 0 | 0 | 0 | 0 | 0 | 0 | 0 | 0 | 0 | 0 | 0 | 0 | 0
0 | 0 | 0 | 0 | 0 | 0 | 0 | 0 | 0 | 7.8 | 0 | 0 | 0 | 0 | 0 | 0 | 0 | 0 | 0 | 0
0 | 0 | 0 | 0 | 0 | 0 | 0 | 0 | 0 | 0 | 0 | 0 | 0 | 0 | 3 | 4.6 | 0 | 8.1 | 0 | 0
0 | 0 | 0 | 0 | 0 | 1.2 | 2 | 0 | 0 | 3.6 | 0 | 0 | 2 | 18 | 8 | 6.7 | 1.5 | 15 | 35.3 | 0
0 | 0 | 0 | 0 | 0 | 2.2 | 0 | 0 | 17 | 0 | 0 | 28 | 11 | 8 | 0 | 0 | 0 | 3.1 | 0 | 0
0 | 0 | 0 | 10.2 | 0 | 0.6 | 13.2 | 0 | 2 | 0 | 6 | 0 | 0 | 0 | 14 | 13.2 | 9 | 8 | 0 | 0
0 | 0 | 0 | 12.1 | 5.3 | 0 | 0 | 0 | 0 | 0 | 0 | 0 | 8 | 0 | 3 | 0 | 3.5 | 0 | 0 | 0
0 | 0 | 0 | 0 | 2 | 0 | 0 | 4.2 | 0 | 33.6 | 2.5 | 16 | 15 | 13 | 6 | 16.3 | 6.2 | 0 | 0 | 0
0 | 0 | 0 | 0 | 0 | 0 | 0 | 0 | 0 | 10.6 | 9 | 12 | 19 | 26 | 0 | 0 | 32.2 | 0 | 0 | 0
0 | 0 | 0 | 5.1 | 0 | 0 | 0 | 0 | 0 | 0 | 0 | 0 | 0 | 0 | 0 | 0 | 0 | 5 | 0 | 0
18 | 8.1 | 18 | 10.2 | 10 | 21 | 12.5 | 2.4 | 4 | 23.6 | 26 | 8 | 21 | 4 | 0 | 4.4 | 9.5 | 0 | 14 | 0
17 | 3 | 17 | 14.2 | 12 | 0 | 0 | 7.6 | 2 | 7.5 | 6 | 5 | 9 | 0 | 0 | 6.5 | 11.3 | 20 | 25.9 | 0
4 | 0 | 4 | 7.1 | 0 | 0 | 0 | 0 | 0 | 5.4 | 9 | 6 | 5 | 25 | 0 | 122.5 | 2.2 | 0 | 3 | 0
6 | 5 | 6 | 12.4 | 2 | 2 | 0 | 2.4 | 0 | 26.4 | 46 | 39 | 230 | 88 | 72 | 72.3 | 136 | 20 | 5 | 0
35 | 47 | 35 | 28.4 | 9 | 0 | 0 | 0 | 0 | 22 | 18 | 55 | 124 | 80 | 75 | 40.1 | 89 | 30 | 2.5 | 0
45 | 45 | 45 | 30.4 | 0 | 0 | 0 | 0 | 0 | 3.2 | 4 | 8 | 8 | 30 | 72 | 109 | 39.5 | 0 | 0 | 0
18 | 14 | 18 | 35.2 | 20.3 | 22.2 | 62 | 11 | 24 | 15 | 20 | 25 | 67 | 118 | 90 | 0 | 13.4 | 0 | 17.8 | 0
26 | 12 | 26 | 42.6 | 3.2 | 0 | 0 | 9 | 2 | 2.2 | 5 | 2 | 10 | 0 | 0 | 0 | 1.6 | 0 | 5.3 | 0
45 | 0 | 45 | 50.6 | 3 | 0 | 0 | 11.2 | 2 | 3.6 | 3 | 2 | 2 | 0 | 12 | 7.2 | 0 | 10 | 0 | 0
40 | 49 | 40 | 85.2 | 18.2 | 8 | 1 | 3.2 | 5 | 26.4 | 15 | 3 | 16 | 7 | 0 | 3 | 3.2 | 15 | 0 | 0
55 | 47 | 55 | 71 | 35.2 | 23 | 5 | 34.7 | 8 | 16.5 | 10 | 4 | 10 | 4 | 0 | 0 | 4.2 | 25 | 0 | 0
21 | 44 | 21 | 55.6 | 9 | 4.4 | 2.8 | 9.6 | 3 | 4 | 6 | 3 | 4 | 4 | 4 | 28.5 | 0 | 0 | 0 | 0
24 | 0 | 24 | 50.6 | 1 | 1 | 0 | 0 | 0 | 0.5 | 10 | 0 | 1 | 0 | 0 | 0 | 0 | 0 | 0 | 0
0 | 28 | 0 | 42.4 | 0 | 0.4 | 19.6 | 1.4 | 13 | 8.4 | 17 | 0 | 2 | 0 | 0 | 0 | 0 | 0 | 0 | 0
9 | 2 | 9 | 0 | 0 | 0 | 0 | 0 | 0 | 0 | 3 | 0 | 11 | 0 | 0 | 0 | 0 | 0 | 3 | 0
36 | 10 | 36 | 12.1 | 0 | 0 | 0 | 0 | 0 | 39 | 6 | 0 | 4 | 28 | 18 | 13.8 | 0 | 37 | 0 | 0
0 | 23 | 0 | 28.4 | 22 | 17 | 25.2 | 21.2 | 20 | 12.8 | 13 | 45 | 30 | 12 | 16 | 0 | 22.5 | 0 | 69 | 0
0 | 0 | 0 | 0 | 0 | 0 | 0 | 0 | 0 | 0 | 0 | 0 | 0 | 0 | 5 | 0 | 0 | 0 | 0 | 0
0 | 0 | 0 | 0 | 0 | 0.2 | 0 | 0 | 0 | 0 | 0 | 0 | 0 | 0 | 0 | 0 | 0 | 0 | 0 | 0
0 | 0 | 0 | 0 | 0 | 0 | 0 | 0 | 0 | 0 | 0 | 0 | 0 | 0 | 0 | 0 | 0 | 0 | 0 | 0
0 | 0 | 0 | 0 | 0 | 0 | 0 | 0 | 0 | 0 | 0 | 0 | 0 | 0 | 0 | 0 | 0 | 0 | 0 | 0
9 | 12 | 9 | 0 | 10.5 | 0 | 0 | 0 | 0 | 0 | 0 | 0 | 0 | 0 | 0 | 6.3 | 0 | 6 | 0 | 0
12 | 4 | 12 | 20.2 | 0 | 3.2 | 14 | 27.4 | 14 | 2 | 2 | 3 | 3 | 2 | 0 | 28.8 | 5.2 | 46 | 7.6 | 0
13 | 1 | 13 | 18.1 | 0 | 3 | 17.2 | 0.5 | 1 | 9.2 | 14 | 1 | 8 | 0 | 45 | 0 | 6.4 | 6 | 18.3 | 0
0 | 0 | 0 | 30.2 | 0 | 6 | 19.6 | 35.8 | 10 | 10 | 9 | 0.5 | 19 | 41 | 0 | 0 | 17.1 | 0 | 23.1 | 0
0 | 6 | 0 | 15.2 | 0 | 0.6 | 0 | 0 | 0 | 3.4 | 3 | 0 | 0 | 0 | 4 | 11.7 | 0 | 0 | 0 | 0
40 | 0 | 40 | 14.2 | 0 | 2.6 | 12.8 | 6.8 | 6 | 7.2 | 2 | 19 | 11 | 0 | 8 | 37 | 7.1 | 60 | 9.4 | 0
0 | 0 | 0 | 10.1 | 0 | 0.8 | 1 | 1.8 | 1 | 0 | 7 | 14 | 18 | 51 | 39 | 4.5 | 29.5 | 4 | 24.4 | 0
0 | 51 | 26 | 0 | 22 | 0 | 0 | 0 | 0 | 2.2 | 14 | 8 | 2 | 0 | 154 | 151.2 | 1.2 | 150 | 0 | 0
10.9 | 0 | 0 | 30.4 | 0 | 0.6 | 5.2 | 12.4 | 2 | 26 | 43 | 55 | 125 | 151 | 0 | 35.2 | 196.1 | 48 | 41.7 | 0
3.1 | 0 | 0 | 0 | 0 | 0 | 0 | 0 | 0 | 0 | 0 | 11.5 | 2 | 0 | 20 | 0 | 43.1 | 22 | 0 | 0
0 | 0 | 0 | 0 | 0 | 0 | 0 | 0 | 0 | 0 | 0 | 25 | 0 | 0 | 112 | 92.5 | 0 | 5 | 0 | 0
0 | 0 | 14 | 0 | 0 | 1.2 | 0 | 1.2 | 6 | 8 | 9 | 4 | 25 | 116 | 0 | 41.7 | 10 | 6 | 59.4 | 0
0 | 11 | 22 | 0 | 0 | 0 | 7.5 | 0 | 0 | 0.5 | 11 | 8 | 3 | 33 | 48 | 10.2 | 2.3 | 0 | 35.6 | 0
5 | 26 | 26 | 14.2 | 2 | 11 | 19.5 | 0.8 | 5 | 17.6 | 9 | 0 | 5 | 10 | 0 | 2.3 | 1.2 | 11 | 23.6 | 0
0 | 0 | 0 | 0 | 0 | 1.2 | 1 | 7 | 21 | 12.6 | 13 | 0 | 6 | 4 | 0 | 3.1 | 1.2 | 7 | 6.4 | 0
0 | 2 | 0 | 0 | 0 | 1 | 0 | 3.2 | 11 | 9.2 | 15 | 0 | 22 | 0 | 0 | 4.8 | 3.2 | 5 | 31 | 0
0 | 0 | 0 | 0 | 7 | 2.6 | 15.2 | 0.8 | 4 | 2.8 | 4 | 0 | 9 | 0 | 0 | 0 | 12.2 | 0 | 10 | 0
0 | 0 | 0 | 0 | 0 | 0 | 0 | 0 | 0 | 0 | 0 | 0 | 0 | 5 | 0 | 0 | 0 | 0 | 0 | 0
0 | 0 | 0 | 0 | 0 | 0 | 0 | 0 | 0 | 0 | 0 | 0 | 0 | 0 | 0 | 0 | 0 | 0 | 0 | 0
0 | 0 | 0 | 0 | 0 | 0 | 0 | 0 | 0 | 0 | 0 | 0 | 0 | 0 | 37 | 55.5 | 0 | 42 | 0 | 0
0 | 0 | 0 | 0 | 0 | 0 | 0 | 0 | 0 | 4.2 | 5 | 0 | 11 | 39 | 36 | 54.5 | 3.2 | 0 | 12.7 | 0
0 | 0 | 0 | 0 | 0 | 0 | 0 | 0 | 1 | 4.8 | 9 | 16 | 26 | 56 | 0 | 0 | 1.3 | 22 | 16.8 | 0
0 | 0 | 0 | 0 | 0 | 0 | 0 | 0 | 0 | 0 | 0 | 0 | 0 | 0 | 0 | 0 | 0 | 0 | 0 | 0
0 | 0 | 0 | 0 | 0 | 0 | 0 | 0 | 0 | 0 | 0 | 0 | 0 | 0 | 6 | 0 | 0 | 0 | 0 | 0
0 | 6 | 0 | 0 | 0 | 0 | 0 | 0 | 0 | 0 | 0 | 0 | 0 | 0 | 10 | 0 | 0 | 0 | 0 | 0
0 | 0 | 0 | 17.1 | 0 | 0 | 0 | 0 | 0 | 0 | 0 | 0 | 0 | 0 | 0 | 8 | 0 | 15 | 0 | 0
0 | 10 | 0 | 0 | 0 | 0 | 0 | 0 | 0 | 2.4 | 5 | 4 | 10 | 0 | 0 | 7 | 18 | 0 | 9.3 | 0
0 | 0 | 0 | 5.2 | 0 | 0 | 0 | 0 | 0 | 0 | 0 | 0 | 2 | 13 | 0 | 0 | 0 | 2 | 0 | 0
0 | 0 | 0 | 0 | 0 | 0 | 0 | 0 | 0 | 0 | 0 | 0 | 0 | 0 | 0 | 0 | 2.1 | 0 | 0 | 0
35.5 | 0 | 0 | 0 | 0 | 0 | 0 | 0 | 0 | 0 | 0 | 0 | 0 | 0 | 0 | 0 | 0 | 0 | 0 | 0
0 | 0 | 0 | 0 | 0 | 0 | 0 | 0 | 0 | 0 | 0 | 0 | 0 | 0 | 0 | 0 | 0 | 0 | 0 | 0
0 | 0 | 0 | 0 | 0 | 0 | 0 | 0 | 0 | 0 | 0 | 0 | 0 | 0 | 0 | 0 | 0 | 0 | 0 | 0
0 | 0 | 0 | 0 | 0 | 0 | 0 | 0 | 0 | 0 | 0 | 0 | 0 | 0 | 0 | 0 | 0 | 0 | 0 | 0
0 | 0 | 0 | 0 | 0 | 0 | 0 | 0 | 0 | 0 | 0 | 0 | 0 | 0 | 0 | 0 | 0 | 0 | 0 | 0
0 | 0 | 0 | 0 | 0 | 0 | 0 | 0 | 0 | 0 | 0 | 0 | 0 | 0 | 0 | 0 | 0 | 0 | 0 | 0
0 | 0 | 0 | 0 | 0 | 0 | 0 | 0 | 0 | 0 | 0 | 0 | 0 | 0 | 0 | 0 | 0 | 0 | 0 | 0
0 | 0 | 0 | 0 | 0 | 0 | 0 | 0 | 0 | 0 | 0 | 0 | 0 | 0 | 0 | 0 | 0 | 0 | 0 | 0
0 | 0 | 0 | 0 | 0 | 0 | 0 | 0 | 0 | 0 | 0 | 0 | 0 | 0 | 0 | 0 | 0 | 0 | 0 | 0
0 | 0 | 0 | 0 | 0 | 0 | 0 | 0 | 0 | 0 | 0 | 0 | 0 | 0 | 0 | 0 | 0 | 0 | 0 | 0
0 | 0 | 0 | 0 | 0 | 0 | 0 | 0 | 0 | 0 | 0 | 0 | 0 | 0 | 0 | 0 | 0 | 0 | 0 | 0
0 | 0 | 0 | 0 | 0 | 0 | 0 | 0 | 0 | 0 | 0 | 0 | 0 | 0 | 0 | 0 | 0 | 0 | 0 | 0
0 | 0 | 0 | 0 | 0 | 0 | 0 | 0 | 0 | 0 | 0 | 0 | 0 | 0 | 0 | 0 | 0 | 0 | 0 | 0
0 | 0 | 0 | 0 | 0 | 0 | 0 | 0 | 0 | 0 | 0 | 0 | 0 | 0 | 0 | 16.5 | 0 | 17 | 0 | 0
0 | 0 | 0 | 0 | 0 | 0 | 0 | 2 | 0 | 3 | 4 | 0 | 17 | 31 | 0 | 28.5 | 7 | 17 | 20.8 | 0
0 | 0 | 0 | 0 | 0 | 0.6 | 0 | 0 | 0 | 6.6 | 4 | 8 | 24 | 19 | 0 | 0 | 3 | 0 | 10.2 | 0
0 | 0 | 0 | 0 | 0 | 1 | 0 | 0 | 0 | 0 | 0 | 11 | 0 | 0 | 0 | 0 | 3 | 0 | 2.5 | 0
0 | 0 | 0 | 0 | 0 | 0 | 0 | 0 | 0 | 0 | 0 | 3 | 0 | 0 | 0 | 0 | 0 | 0 | 0 | 0
0 | 0 | 0 | 0 | 0 | 0 | 0 | 0 | 0 | 0 | 0 | 0 | 0 | 0 | 0 | 0 | 0 | 0 | 0 | 0
0 | 0 | 0 | 0 | 0 | 0 | 0 | 0 | 0 | 0 | 0 | 0 | 0 | 0 | 0 | 0 | 0 | 0 | 0 | 0
0 | 0 | 0 | 0 | 0 | 0 | 0 | 0 | 0 | 0 | 0 | 0 | 0 | 0 | 0 | 0 | 0 | 0 | 0 | 0
0 | 0 | 0 | 0 | 0 | 0 | 0 | 0 | 0 | 0 | 0 | 0 | 0 | 0 | 0 | 0 | 0 | 0 | 0 | 0
0 | 0 | 0 | 0 | 0 | 0 | 0 | 0 | 0 | 0 | 0 | 0 | 0 | 0 | 0 | 0 | 0 | 0 | 0 | 0
0 | 0 | 0 | 0 | 0 | 0 | 0 | 0 | 0 | 0 | 0 | 0 | 0 | 0 | 0 | 0 | 0 | 0 | 0 | 0
0 | 0 | 0 | 0 | 0 | 0 | 0 | 0 | 0 | 0 | 0 | 0 | 0 | 0 | 0 | 0 | 0 | 0 | 0 | 0
0 | 0 | 0 | 0 | 0 | 0 | 0 | 0 | 0 | 0 | 0 | 0 | 0 | 0 | 0 | 0 | 0 | 0 | 0 | 0
0 | 0 | 0 | 0 | 0 | 0 | 0 | 0 | 0 | 0 | 0 | 0 | 0 | 0 | 0 | 0 | 0 | 0 | 0 | 0
0 | 0 | 0 | 0 | 0 | 0 | 0 | 0 | 0 | 0 | 0 | 0 | 0 | 0 | 0 | 0 | 0 | 0 | 0 | 0
0 | 0 | 0 | 0 | 0 | 0 | 0 | 0 | 0 | 0 | 0 | 0 | 0 | 0 | 0 | 0 | 0 | 0 | 0 | 0
0 | 0 | 0 | 0 | 0 | 0 | 0 | 0 | 0 | 0 | 0 | 0 | 0 | 0 | 0 | 0 | 0 | 0 | 0 | 0
0 | 0 | 0 | 0 | 0 | 0 | 0 | 0 | 0 | 0 | 0 | 0 | 0 | 0 | 0 | 0 | 0 | 0 | 0 | 0
0 | 0 | 0 | 0 | 0 | 0 | 0 | 0 | 0 | 0 | 0 | 0 | 0 | 0 | 0 | 0 | 0 | 0 | 0 | 0
0 | 0 | 0 | 0 | 0 | 0 | 0 | 0 | 0 | 0 | 0 | 0 | 0 | 0 | 0 | 0 | 0 | 0 | 0 | 0
0 | 0 | 0 | 0 | 0 | 0 | 0 | 0 | 0 | 0 | 0 | 0 | 0 | 0 | 0 | 0 | 0 | 0 | 0 | 0
0 | 0 | 0 | 0 | 0 | 0 | 0 | 0 | 0 | 0 | 0 | 0 | 0 | 0 | 0 | 0 | 0 | 0 | 0 | 0
0 | 0 | 0 | 0 | 0 | 0 | 0 | 0 | 0 | 0 | 0 | 0 | 0 | 0 | 0 | 0 | 0 | 0 | 0 | 0
0 | 0 | 0 | 0 | 0 | 0 | 0 | 0 | 0 | 0 | 0 | 0 | 0 | 0 | 0 | 0 | 0 | 0 | 0 | 0
0 | 0 | 0 | 0 | 0 | 0 | 0 | 0 | 0 | 0 | 0 | 0 | 0 | 0 | 0 | 0 | 0 | 0 | 0 | 0
0 | 0 | 0 | 0 | 0 | 0 | 0 | 0 | 0 | 0 | 0 | 0 | 0 | 0 | 0 | 0 | 0 | 0 | 0 | 0
0 | 0 | 0 | 0 | 0 | 0 | 0 | 0 | 0 | 0 | 0 | 0 | 0 | 0 | 0 | 0 | 0 | 0 | 0 | 5.5
0 | 0 | 0 | 0 | 0 | 0 | 0 | 0 | 0 | 0 | 0 | 0 | 0 | 0 | 0 | 0 | 0 | 0 | 0 | 5.5
0 | 0 | 0 | 0 | 0 | 0 | 0 | 0 | 0 | 0 | 0 | 0 | 0 | 0 | 0 | 0 | 0 | 0 | 0 | 5.5
0 | 0 | 0 | 0 | 0 | 0 | 0 | 0 | 0 | 0 | 0 | 0 | 0 | 0 | 0 | 0 | 0 | 0 | 0 | 5.5
0 | 0 | 0 | 0 | 0 | 0 | 0 | 0 | 0 | 0 | 0 | 0 | 0 | 0 | 0 | 0 | 0 | 0 | 0 | 5.5
0 | 0 | 0 | 0 | 0 | 0 | 0 | 0 | 0 | 0 | 0 | 0 | 0 | 0 | 0 | 0 | 0 | 0 | 0 | 5.5
0 | 0 | 0 | 0 | 0 | 0 | 0 | 0 | 0 | 0 | 0 | 0 | 0 | 0 | 0 | 0 | 0 | 0 | 0 | 5.5
0 | 0 | 0 | 0 | 0 | 0 | 0 | 0 | 0 | 0 | 0 | 0 | 0 | 0 | 0 | 0 | 0 | 0 | 0 | 5.5
0 | 0 | 0 | 0 | 0 | 0 | 0 | 0 | 0 | 0 | 0 | 0 | 0 | 0 | 0 | 0 | 0 | 0 | 0 | 5.5
0 | 0 | 0 | 0 | 0 | 0 | 0 | 0 | 0 | 0 | 0 | 0 | 0 | 0 | 0 | 0 | 0 | 0 | 0 | 5.5
0 | 0 | 0 | 0 | 0 | 0 | 0 | 0 | 0 | 0 | 0 | 0 | 0 | 0 | 0 | 0 | 0 | 0 | 0 | 5.5
0 | 0 | 0 | 0 | 0 | 0 | 0 | 0 | 0 | 0 | 0 | 0 | 0 | 0 | 0 | 0 | 0 | 0 | 0 | 5.5
0 | 0 | 0 | 0 | 0 | 0 | 0 | 0 | 0 | 0 | 0 | 0 | 0 | 0 | 0 | 0 | 0 | 0 | 0 | 5.5
0 | 0 | 0 | 0 | 0 | 0 | 0 | 0 | 0 | 0 | 0 | 0 | 0 | 0 | 0 | 0 | 0 | 0 | 0 | 5.5
0 | 0 | 0 | 0 | 0 | 0 | 0 | 0 | 0 | 0 | 0 | 0 | 0 | 0 | 0 | 0 | 0 | 0 | 0 | 5.5
0 | 0 | 0 | 0 | 0 | 0 | 0 | 0 | 0 | 0 | 0 | 0 | 0 | 0 | 0 | 0 | 0 | 0 | 0 | 5.5
0 | 0 | 0 | 0 | 0 | 0 | 0 | 0 | 0 | 0 | 0 | 0 | 0 | 0 | 0 | 0 | 0 | 0 | 0 | 5.5
0 | 0 | 0 | 0 | 0 | 0 | 0 | 0 | 0 | 0 | 0 | 0 | 0 | 0 | 0 | 0 | 0 | 0 | 0 | 5.5
0 | 0 | 0 | 0 | 0 | 0 | 0 | 0 | 0 | 0 | 0 | 0 | 0 | 0 | 0 | 0 | 0 | 0 | 0 | 5.5
0 | 0 | 0 | 0 | 0 | 0 | 0 | 0 | 0 | 0 | 0 | 0 | 0 | 0 | 0 | 0 | 0 | 0 | 0 | 5.5
0 | 0 | 0 | 0 | 0 | 0 | 0 | 0 | 0 | 0 | 0 | 0 | 0 | 0 | 0 | 0 | 0 | 0 | 0 | 5.5
0 | 0 | 0 | 0 | 0 | 0 | 0 | 0 | 0 | 0 | 0 | 0 | 0 | 0 | 0 | 0 | 0 | 0 | 0 | 5.5
0 | 0 | 0 | 0 | 0 | 0 | 0 | 0 | 0 | 0 | 0 | 0 | 0 | 0 | 0 | 0 | 0 | 0 | 0 | 5.5
0 | 0 | 0 | 0 | 0 | 0 | 0 | 0 | 0 | 0 | 0 | 0 | 0 | 0 | 0 | 0 | 0 | 0 | 0 | 5.5
0 | 0 | 0 | 0 | 0 | 0 | 0 | 0 | 0 | 0 | 0 | 0 | 0 | 0 | 0 | 0 | 0 | 0 | 0 | 5.5
0 | 0 | 0 | 0 | 0 | 0 | 0 | 0 | 0 | 0 | 0 | 0 | 0 | 0 | 0 | 0 | 0 | 0 | 0 | 5.5
0 | 0 | 0 | 0 | 0 | 0 | 0 | 0 | 0 | 0 | 0 | 0 | 0 | 0 | 0 | 0 | 0 | 0 | 0 | 5.5
0 | 0 | 0 | 0 | 0 | 0 | 0 | 0 | 0 | 0 | 0 | 0 | 0 | 0 | 0 | 0 | 0 | 0 | 0 | 5.5
0 | 0 | 0 | 0 | 0 | 0 | 0 | 0 | 0 | 0 | 0 | 0 | 0 | 0 | 0 | 0 | 0 | 0 | 0 | 5.5
0 | 0 | 0 | 0 | 0 | 0 | 0 | 0 | 0 | 0 | 0 | 0 | 0 | 0 | 0 | 0 | 0 | 0 | 0 | 5.5
0 | 0 | 0 | 0 | 0 | 0 | 0 | 0 | 0 | 0 | 0 | 0 | 0 | 0 | 0 | 0 | 0 | 0 | 0 | 5.5
0 | 0 | 0 | 0 | 0 | 0 | 0 | 0 | 0 | 0 | 0 | 0 | 0 | 0 | 0 | 0 | 0 | 4.5 | 0 | 11
0 | 0 | 0 | 0 | 0 | 0 | 0 | 0 | 0 | 0 | 0 | 3 | 5.4 | 15 | 0 | 0 | 0 | 0 | 0 | 11
0 | 0 | 0 | 0 | 0 | 0 | 0 | 0 | 0 | 0 | 0 | 0 | 0 | 0 | 0 | 0 | 0 | 0 | 0 | 11
0 | 0 | 0 | 0 | 0 | 0.2 | 0 | 0 | 0 | 0 | 0 | 0 | 0 | 0 | 0 | 0 | 0 | 5.5 | 0 | 11
0 | 0 | 0 | 0 | 12 | 31.2 | 0 | 4 | 0 | 0 | 0 | 0 | 0 | 0 | 0 | 11 | 0 | 4 | 0 | 11
0 | 0 | 0 | 0 | 0 | 0 | 0 | 0 | 0 | 8 | 0 | 6 | 22 | 10 | 0 | 0 | 9 | 0 | 0 | 11
0 | 0 | 0 | 0 | 0 | 0 | 0 | 0 | 0 | 0 | 0 | 0 | 0 | 0 | 0 | 0 | 0 | 0 | 0 | 11
0 | 0 | 0 | 0 | 0 | 0 | 0 | 0 | 0 | 0 | 0 | 0 | 0 | 0 | 0 | 0 | 0 | 0 | 0 | 11
0 | 0 | 0 | 0 | 0 | 0 | 0 | 0 | 0 | 0 | 0 | 0 | 0 | 0 | 0 | 0 | 0 | 0 | 0 | 11
0 | 0 | 0 | 0 | 0 | 0 | 0 | 0 | 0 | 0 | 0 | 0 | 0 | 0 | 0 | 0 | 0 | 0 | 0 | 11
0 | 0 | 0 | 0 | 0 | 0 | 0 | 0 | 0 | 0 | 0 | 0 | 0 | 0 | 0 | 0 | 0 | 0 | 0 | 11
0 | 0 | 0 | 0 | 0 | 0 | 0 | 0 | 0 | 0 | 0 | 0 | 0 | 0 | 0 | 0 | 0 | 0 | 0 | 11
0 | 0 | 0 | 0 | 0 | 0 | 0 | 0 | 0 | 0 | 0 | 0 | 0 | 0 | 0 | 10.2 | 0 | 0 | 0 | 11
0 | 0 | 0 | 0 | 0 | 0 | 0 | 0 | 0 | 0 | 0 | 0 | 0 | 0 | 0 | 0 | 0 | 0 | 0 | 11
0 | 0 | 0 | 0 | 0 | 0 | 0 | 0 | 0 | 0 | 0 | 0 | 0 | 16 | 22 | 0 | 0 | 0 | 0 | 11
0 | 0 | 0 | 0 | 0 | 0 | 0 | 0 | 0 | 0 | 0 | 0 | 0 | 0 | 11 | 0 | 0 | 0 | 0 | 11
0 | 0 | 0 | 0 | 0 | 0 | 0 | 0 | 0 | 0 | 0 | 0 | 0 | 0 | 0 | 0 | 0 | 0 | 0 | 11
0 | 0 | 0 | 0 | 0 | 0 | 0 | 0 | 0 | 0 | 0 | 0 | 0 | 7 | 0 | 5 | 0 | 0 | 0 | 11
0 | 0 | 0 | 0 | 0 | 0 | 0 | 0 | 0 | 0 | 0 | 0 | 0 | 0 | 0 | 0 | 0 | 0 | 0 | 11
0 | 0 | 0 | 0 | 0 | 0 | 0 | 0 | 0 | 0 | 0 | 0 | 0 | 0 | 0 | 0 | 0 | 0 | 0 | 11
0 | 0 | 0 | 0 | 0 | 0 | 0 | 0 | 0 | 0 | 0 | 0 | 0 | 0 | 0 | 0 | 0 | 0 | 0 | 11
0 | 0 | 0 | 0 | 0 | 0 | 0 | 0 | 0 | 0 | 0 | 0 | 0 | 0 | 0 | 0 | 0 | 0 | 0 | 11
0 | 0 | 0 | 0 | 0 | 0 | 0 | 0 | 0 | 0 | 0 | 0 | 0 | 0 | 0 | 0 | 0 | 0 | 0 | 11
0 | 0 | 0 | 0 | 0 | 0 | 0 | 0 | 0 | 0 | 0 | 0 | 0 | 0 | 0 | 0 | 0 | 0 | 0 | 11
0 | 5.3 | 3 | 10.2 | 0 | 0 | 0 | 0 | 0 | 0 | 0 | 0 | 0 | 0 | 12 | 0 | 0 | 0 | 0 | 11
0 | 0 | 0 | 0 | 4.4 | 6.6 | 0 | 12 | 9 | 7.7 | 2.2 | 0 | 36 | 12 | 11 | 0 | 2.2 | 0 | 39.9 | 11
0 | 0 | 0 | 0 | 0 | 0 | 0 | 0 | 0 | 0 | 0 | 0 | 0 | 15 | 0 | 0 | 0 | 30 | 0 | 11
0 | 0 | 0 | 0 | 0 | 0 | 0 | 0 | 0 | 0 | 0 | 0 | 0 | 0 | 0 | 0 | 0 | 0 | 0 | 11
0 | 0 | 0 | 0 | 0 | 0 | 0 | 0 | 0 | 0 | 0 | 0 | 0 | 0 | 0 | 0 | 0 | 0 | 0 | 16.5
0 | 0 | 0 | 0 | 0 | 0 | 0 | 0 | 0 | 0 | 0 | 0 | 0 | 0 | 0 | 0 | 0 | 0 | 0 | 16.5
0 | 0 | 0 | 0 | 0 | 0 | 0 | 0 | 0 | 0 | 0 | 0 | 0 | 0 | 0 | 0 | 0 | 0 | 0 | 16.5
0 | 0 | 0 | 0 | 0 | 0 | 0 | 0 | 0 | 0 | 0 | 0 | 0 | 0 | 0 | 0 | 0 | 0 | 0 | 16.5
0 | 0 | 0 | 0 | 0 | 0 | 0 | 0 | 0 | 0 | 0 | 0 | 0 | 0 | 0 | 0 | 0 | 0 | 0 | 16.5
0 | 0 | 0 | 0 | 0 | 0 | 0 | 0 | 0 | 0 | 0 | 0 | 0 | 0 | 0 | 0 | 0 | 0 | 0 | 16.5
0 | 0 | 0 | 0 | 0 | 0 | 0 | 0 | 0 | 0 | 0 | 0 | 0 | 0 | 0 | 0 | 0 | 0 | 0 | 16.5
0 | 0 | 0 | 0 | 0 | 0 | 0 | 0 | 0 | 0 | 0 | 0 | 0 | 0 | 0 | 0 | 0 | 0 | 0 | 16.5
0 | 0 | 0 | 0 | 0 | 0 | 0 | 0 | 0 | 0 | 0 | 0 | 0 | 0 | 0 | 0 | 0 | 0 | 0 | 16.5
0 | 0 | 2 | 0 | 0 | 0 | 0 | 0 | 0 | 0 | 0 | 0 | 0 | 0 | 0 | 0 | 0 | 0 | 0 | 16.5
0 | 0 | 0 | 0 | 0 | 0 | 0 | 0 | 0 | 0 | 0 | 0 | 0 | 0 | 0 | 0 | 0 | 0 | 0 | 16.5
0 | 0 | 0 | 0 | 0 | 0 | 0 | 0 | 0 | 0 | 0 | 0 | 0 | 0 | 0 | 0 | 0 | 0 | 0 | 16.5
0 | 0 | 2 | 0 | 0 | 0 | 0 | 0 | 0 | 0 | 0 | 0 | 0 | 0 | 0 | 102.5 | 0 | 0 | 0 | 16.5
0 | 0 | 0 | 0 | 0 | 0 | 0 | 0 | 0 | 0 | 0 | 16 | 0 | 72 | 102 | 8.2 | 136.3 | 128 | 20 | 16.5
0 | 0 | 0 | 0 | 0 | 0 | 0 | 0 | 0 | 0 | 0 | 0 | 0 | 4 | 10 | 57 | 0 | 6 | 0 | 16.5
0 | 0 | 0 | 0 | 0 | 0 | 0 | 0 | 0 | 2.2423 | 0 | 2 | 0 | 64 | 34 | 0 | 4.5 | 61 | 19.6 | 16.5
0 | 0 | 10 | 0 | 0 | 5.2 | 28.5 | 23.2 | 0 | 0 | 0 | 0 | 0 | 0 | 0 | 4.5 | 0 | 20 | 6.6 | 16.5
0 | 4 | 3 | 10.2 | 9.4 | 25 | 0.8 | 11.2 | 2 | 3.8252 | 10 | 5 | 30 | 9 | 11 | 26.8 | 6.3 | 0 | 0 | 16.5
2.5 | 0 | 17 | 12.1 | 24 | 45.2 | 0.3 | 47.6 | 1 | 7.7822 | 2 | 7 | 15 | 30 | 19 | 75.5 | 24.2 | 66 | 10.2 | 16.5
0 | 0 | 0 | 0 | 0 | 0 | 24 | 1.4 | 0 | 0 | 0 | 3 | 17 | 62 | 36 | 27.5 | 120.3 | 14 | 0 | 16.5
0 | 0 | 0 | 0 | 0 | 3 | 0 | 0.6 | 5 | 3.8252 | 6 | 0 | 1 | 11 | 37 | 23.3 | 160 | 2 | 7.6 | 16.5
0 | 0 | 0 | 0 | 0 | 0 | 0 | 0 | 0 | 0 | 0 | 3 | 0 | 17 | 0 | 0 | 5 | 0 | 0 | 16.5
0 | 0 | 0 | 0 | 0 | 0 | 0 | 0 | 0 | 0 | 0 | 0 | 0 | 0 | 0 | 0 | 0 | 0 | 0 | 16.5
0 | 0 | 0 | 0 | 0 | 0 | 0 | 0 | 0 | 0 | 0 | 0 | 0 | 0 | 0 | 0 | 0 | 0 | 0 | 16.5
0 | 0 | 0 | 0 | 0 | 0 | 0 | 0 | 0 | 0 | 0 | 0 | 0 | 0 | 0 | 0 | 0 | 0 | 0 | 16.5
0 | 0 | 0 | 0 | 0 | 0 | 0 | 0 | 0 | 0 | 0 | 0 | 0 | 0 | 0 | 0 | 0 | 0 | 0 | 16.5
0 | 0 | 0 | 0 | 0 | 0 | 0 | 0 | 0 | 0 | 0 | 0 | 0 | 0 | 0 | 0 | 0 | 0 | 0 | 16.5
0 | 0 | 0 | 0 | 0 | 0 | 0 | 0 | 0 | 0 | 0 | 0 | 0 | 0 | 0 | 0 | 0 | 0 | 0 | 16.5
0 | 0 | 0 | 0 | 0 | 0 | 0 | 0 | 0 | 0 | 0 | 0 | 0 | 0 | 0 | 0 | 0 | 0 | 0 | 16.5
0 | 0 | 0 | 0 | 0 | 4 | 9 | 0 | 0 | 0 | 0 | 0 | 0 | 0 | 0 | 0 | 0 | 0 | 0 | 16.5
0 | 0 | 0 | 0 | 0 | 0 | 0 | 17.2 | 0 | 3.8252 | 0 | 0 | 0 | 0 | 1 | 8.1 | 0 | 0 | 0 | 16.5
0 | 0 | 0 | 5 | 0 | 2.4 | 0 | 0.6 | 0 | 15.4588 | 17 | 11 | 25.3 | 8 | 0 | 6.4 | 3 | 0 | 2.8 | 16.5
0 | 0 | 0 | 0 | 0 | 0 | 0 | 0 | 2 | 5.1529 | 0 | 1.5 | 0 | 0 | 0 | 0 | 29 | 0 | 0 | 16.5
0 | 0 | 0 | 0 | 0 | 0 | 0 | 12.6 | 0 | 0 | 8 | 0 | 2 | 0 | 0 | 7 | 0 | 9 | 3.6 | 16.5
23.5 | 18.5 | 13 | 0 | 5 | 3.8 | 31.8 | 1.6 | 4 | 10.3059 | 4 | 7.3 | 19 | 0 | 2 | 0 | 0 | 4 | 0 | 16.5
0 | 0 | 0 | 0 | 0 | 0 | 0 | 0 | 0 | 5.1529 | 14 | 0 | 5 | 0 | 26 | 5 | 0 | 0 | 0 | 16.5
0 | 0 | 0 | 0 | 0 | 0 | 0 | 0 | 0 | 0 | 0 | 0 | 0 | 6 | 0 | 0 | 0 | 19.5 | 0 | 16.5
0 | 0 | 0 | 0 | 0 | 0 | 0 | 0 | 0 | 0 | 0 | 0 | 0 | 0 | 0 | 0 | 0 | 0 | 0 | 16.5
0 | 0 | 0 | 0 | 0 | 0 | 0 | 0 | 0 | 0 | 0 | 0 | 0 | 0 | 0 | 0 | 0 | 0 | 0 | 16.5
0 | 0 | 0 | 0 | 0 | 0 | 0 | 0 | 0 | 0 | 0 | 0 | 0 | 0 | 0 | 0 | 0 | 0 | 0 | 16.5
0 | 0 | 0 | 0 | 0 | 0 | 0 | 0 | 0 | 0 | 0 | 0 | 0 | 0 | 0 | 0 | 0 | 0 | 0 | 16.5
0 | 0 | 10 | 0 | 0 | 0 | 0 | 0 | 0 | 0 | 0 | 0 | 0 | 0 | 0 | 0 | 0 | 0 | 18.3 | 16.5
0 | 8 | 0 | 0 | 10 | 3.2 | 0 | 3.8 | 0 | 0 | 0 | 0 | 0 | 0 | 0 | 0 | 0 | 0 | 0 | 16.5
0 | 2 | 0 | 0 | 0 | 0.2 | 0 | 0 | 0 | 0 | 0 | 0 | 0 | 0 | 0 | 0 | 0 | 0 | 0 | 16.5
0 | 0 | 0 | 0 | 0 | 0 | 0 | 0 | 0 | 0 | 0 | 0 | 0 | 0 | 0 | 0 | 0 | 0 | 0 | 16.5
0 | 0 | 0 | 0 | 0 | 0 | 0 | 0 | 0 | 0 | 0 | 0 | 0 | 0 | 0 | 0 | 0 | 0 | 0 | 16.5
0 | 0 | 0 | 0 | 0 | 0 | 0 | 0 | 0 | 0 | 0 | 0 | 0 | 0 | 0 | 0 | 0 | 0 | 0 | 16.5
0 | 0 | 0 | 0 | 0 | 0 | 0 | 0 | 0 | 0 | 0 | 0 | 0 | 0 | 0 | 0 | 0 | 0 | 0 | 16.5
0 | 0 | 0 | 0 | 0 | 0 | 0 | 0 | 0 | 0 | 0 | 0 | 0 | 0 | 0 | 0 | 0 | 0 | 0 | 16.5
0 | 0 | 0 | 0 | 0 | 3 | 0 | 0 | 0 | 0 | 0 | 0 | 0 | 0 | 0 | 0 | 0 | 0 | 0 | 16.5
0 | 0 | 0 | 0 | 0 | 0.4 | 0 | 0 | 0 | 0 | 0 | 0 | 0 | 0 | 0 | 11.5 | 0 | 0 | 0 | 16.5
0 | 0 | 0 | 0 | 0 | 1 | 0 | 1.6 | 6 | 0 | 2 | 16 | 0 | 11 | 21 | 0 | 0 | 0 | 0 | 16.5
0 | 0 | 0 | 0 | 0 | 0 | 0 | 0 | 0 | 0 | 0 | 0 | 0 | 0 | 0 | 0 | 0 | 0 | 0 | 16.5
0 | 0 | 0 | 0 | 0 | 0 | 0 | 0 | 0 | 0 | 0 | 0 | 0 | 0 | 0 | 0 | 0 | 0 | 0 | 16.5
0 | 0 | 0 | 0 | 0 | 0 | 0 | 0 | 0 | 0 | 0 | 0 | 0 | 0 | 0 | 0 | 0 | 0 | 0 | 16.5
0 | 0 | 0 | 0 | 9 | 0 | 0 | 0 | 0 | 0 | 0 | 0 | 0 | 0 | 0 | 0 | 0 | 0 | 0 | 16.5
0 | 0 | 0 | 0 | 0 | 0 | 0 | 0 | 0 | 0 | 0 | 0 | 0 | 0 | 46 | 0 | 0 | 0 | 0 | 16.5
0 | 0 | 0 | 28.2 | 0 | 0 | 0 | 0 | 0 | 0 | 0 | 0 | 0 | 16 | 35 | 52.2 | 0 | 70 | 0 | 16.5
0 | 0 | 0 | 0 | 0 | 32 | 0 | 0 | 0 | 15.4588 | 0 | 16 | 4 | 46 | 50 | 43.1 | 36 | 29 | 12.8 | 16.5
31 | 29 | 50 | 0 | 25.6 | 0 | 6.5 | 15.6 | 4 | 20.6118 | 13 | 37 | 67 | 65 | 0 | 57.6 | 22 | 15 | 25.5 | 16.5
2 | 3 | 0 | 0 | 3.2 | 0 | 0 | 6 | 0 | 15.4588 | 4 | 14 | 3 | 0 | 0 | 0 | 11 | 17 | 0 | 16.5
9 | 0 | 0 | 0 | 0 | 0 | 0 | 0 | 0 | 0 | 0 | 0 | 0 | 0 | 0 | 37.5 | 0 | 17 | 0 | 5.5
0 | 0 | 0 | 0 | 0 | 0 | 0 | 0 | 0 | 11 | 0 | 18 | 9 | 23 | 30 | 0 | 19 | 0 | 0 | 5.5
0 | 0 | 0 | 0 | 0 | 0 | 0 | 0 | 0 | 0 | 0 | 0 | 0 | 0 | 0 | 0 | 0 | 0 | 0 | 5.5
0 | 1.5 | 0 | 0 | 0 | 0 | 0 | 0 | 1 | 0 | 0 | 0 | 0 | 0 | 0 | 11 | 0 | 0 | 24.9 | 5.5
0 | 9 | 0 | 0 | 0 | 0 | 0 | 0 | 0 | 0 | 0 | 5 | 0 | 0 | 5 | 0 | 0 | 5 | 0 | 5.5
0 | 0 | 0 | 0 | 0 | 0 | 0 | 0 | 0 | 0 | 0 | 0 | 0 | 0 | 0 | 0 | 0 | 6 | 0 | 5.5
4 | 0 | 0 | 0 | 0 | 0 | 0 | 0 | 0 | 0 | 0 | 3 | 0 | 0 | 10 | 0 | 4 | 0 | 0 | 5.5
0 | 0 | 0 | 0 | 0 | 0 | 0 | 0 | 0 | 0 | 0 | 0 | 0 | 0 | 0 | 0 | 0 | 0 | 0 | 5.5
0 | 0 | 0 | 0 | 0 | 2 | 0 | 0 | 0 | 0 | 0 | 0 | 0 | 0 | 0 | 0 | 0 | 5.4 | 0 | 5.5
0 | 0 | 0 | 10.2 | 0 | 0 | 0 | 0 | 0 | 0 | 0 | 0 | 0 | 0 | 0 | 21 | 0 | 0 | 9.9 | 5.5
0 | 0 | 0 | 0 | 0 | 13.6 | 0 | 0 | 3 | 0 | 0 | 0 | 0 | 21 | 10 | 0 | 27 | 0 | 0 | 5.5
0 | 0 | 0 | 0 | 4.2 | 0 | 0 | 0 | 0 | 0 | 0 | 0 | 0 | 0 | 0 | 0 | 0 | 0 | 0 | 5.5
5 | 0 | 16 | 0 | 0 | 0 | 3.4 | 0 | 0 | 14 | 1.5 | 0 | 11 | 0 | 0 | 0 | 0 | 0 | 0 | 5.5
13 | 14.5 | 0 | 5 | 4 | 2.2 | 0 | 4 | 1 | 8 | 0 | 0 | 5 | 0 | 0 | 0 | 0 | 0 | 0 | 5.5
0 | 0 | 0 | 0 | 0 | 0 | 0 | 0 | 0 | 0 | 0 | 0 | 0 | 0 | 0 | 0 | 0 | 0 | 0 | 5.5
0 | 2 | 0 | 0 | 0 | 0 | 0 | 0 | 0 | 0 | 0 | 0 | 0 | 0 | 0 | 0 | 0 | 0 | 0 | 5.5
0 | 0 | 0 | 0 | 0 | 0 | 0 | 0 | 0 | 0 | 0 | 0 | 0 | 0 | 0 | 0 | 0 | 0 | 0 | 5.5
0 | 0 | 0 | 0 | 0 | 0 | 0 | 0 | 0 | 0 | 0 | 0 | 0 | 0 | 0 | 0 | 0 | 0 | 0 | 5.5
0 | 0 | 0 | 0 | 0 | 0 | 0 | 0 | 0 | 0 | 0 | 0 | 0 | 0 | 0 | 0 | 0 | 0 | 0 | 5.5
0 | 0 | 0 | 0 | 0 | 0 | 0 | 0 | 0 | 0 | 0 | 0 | 0 | 0 | 0 | 0 | 0 | 0 | 0 | 5.5
0 | 0 | 0 | 0 | 0 | 0 | 0 | 0 | 0 | 0 | 0 | 0 | 0 | 0 | 0 | 0 | 0 | 0 | 0 | 5.5
0 | 0 | 0 | 0 | 0 | 0 | 0 | 0 | 0 | 0 | 0 | 0 | 0 | 0 | 0 | 0 | 3 | 16 | 20.1 | 5.5
0 | 23 | 0 | 0 | 0 | 0 | 0 | 0 | 0 | 0 | 0 | 0 | 0 | 0 | 0 | 0 | 0 | 0 | 0 | 5.5
0 | 0 | 0 | 0 | 0 | 0 | 0 | 0 | 0 | 0 | 0 | 0 | 0 | 0 | 0 | 0 | 0 | 0 | 0 | 5.5
0 | 0 | 0 | 0 | 0 | 0 | 0 | 0 | 0 | 0 | 0 | 0 | 0 | 0 | 0 | 0 | 0 | 0 | 0 | 5.5
0 | 0 | 0 | 0 | 0 | 0 | 0 | 0 | 2 | 0 | 1 | 0 | 0 | 0 | 0 | 0 | 0 | 0 | 20.6 | 5.5
0 | 0 | 0 | 0 | 0 | 0 | 0 | 0 | 0 | 0 | 0 | 0 | 0 | 0 | 0 | 0 | 0 | 0 | 0 | 5.5
0 | 0 | 0 | 0 | 0 | 0 | 0 | 0 | 0 | 7.7 | 7 | 0 | 9 | 0 | 0 | 0 | 34 | 0 | 10.3 | 5.5
5 | 0 | 34 | 0 | 0 | 0 | 0 | 0 | 0 | 0 | 0 | 41 | 0 | 0 | 11 | 0 | 64 | 0 | 0 | 5.5
0 | 0 | 0 | 0 | 0 | 0 | 0 | 0 | 0 | 0 | 0 | 12 | 0 | 0 | 0 | 0 | 0 | 0 | 0 | 5.5
0 | 0 | 0 | 0 | 0 | 0 | 0 | 0 | 0 | 0 | 0 | 0 | 0 | 0 | 0 | 0 | 0 | 0 | 0 | 5.5
0 | 2 | 0 | 10.1 | 0 | 0 | 8.2 | 7 | 0 | 0 | 0 | 0 | 0 | 0 | 0 | 5.1 | 0 | 0 | 0 | 0
0 | 0 | 0 | 0 | 11.2 | 9 | 12.8 | 0 | 14 | 0 | 2 | 18 | 0 | 0 | 0 | 0 | 9 | 0 | 52.6 | 0
0 | 0 | 0 | 0 | 0 | 0 | 0 | 0 | 0 | 0 | 0 | 0 | 13 | 0 | 0 | 0 | 0 | 0 | 0 | 0
0 | 0 | 0 | 0 | 0 | 0 | 0 | 0 | 0 | 0 | 0 | 0 | 0 | 0 | 0 | 0 | 0 | 0 | 0 | 0
0 | 0 | 0 | 0 | 0 | 0 | 0 | 0 | 0 | 10.7358 | 0 | 0 | 0 | 0 | 0 | 0 | 0 | 0 | 0 | 0
0 | 0 | 0 | 0 | 0 | 0 | 0 | 0 | 0 | 0 | 0 | 0 | 0 | 0 | 0 | 6.8 | 0 | 0 | 0 | 0
0 | 6.5 | 0 | 0 | 0 | 0 | 0 | 0 | 0 | 0 | 28 | 0 | 32 | 0 | 0 | 6 | 0 | 0 | 0 | 0
26 | 0 | 0 | 0 | 0 | 0 | 0 | 0 | 0 | 0 | 14 | 0 | 34 | 0 | 0 | 0 | 54 | 0 | 11.7 | 0
0 | 0 | 0 | 0 | 0 | 0 | 0 | 0 | 16 | 0 | 13 | 0 | 0 | 0 | 0 | 0 | 0 | 0 | 0 | 0
0 | 0 | 0 | 11.1 | 0 | 0 | 0 | 0 | 0 | 0 | 0 | 0 | 0 | 0 | 0 | 0 | 0 | 0 | 0 | 0
0 | 0 | 0 | 0 | 0 | 0 | 0 | 0 | 0 | 0 | 0 | 0 | 0 | 0 | 0 | 0 | 0 | 0 | 0 | 0
0 | 17 | 0 | 0 | 0 | 0 | 0 | 0 | 0 | 6.9783 | 0 | 0 | 0 | 0 | 0 | 5.1 | 0 | 0 | 0 | 0
4 | 9 | 22 | 56.8 | 0 | 0 | 0 | 0 | 0 | 10.4674 | 0 | 0 | 26 | 0 | 0 | 0 | 12.2 | 0 | 0 | 0
5 | 36 | 15 | 52.6 | 11.2 | 2 | 3.8 | 0 | 3 | 13.9565 | 2 | 3 | 0 | 0 | 0 | 0 | 0 | 0 | 0 | 0
15 | 22 | 57 | 42.6 | 5.4 | 0 | 0 | 4 | 0 | 0 | 27 | 0 | 0 | 0 | 0 | 0 | 0 | 0 | 0 | 0
20 | 10 | 29 | 45.6 | 3.2 | 11.4 | 0.8 | 11 | 0 | 0 | 4 | 0 | 0 | 0 | 0 | 0 | 0 | 0 | 0 | 0
5 | 17 | 13 | 42.5 | 14.4 | 4.4 | 0.6 | 5.4 | 1 | 0 | 2 | 3 | 0 | 0 | 0 | 0 | 0 | 0 | 0 | 0
10 | 74 | 16 | 24.2 | 4 | 1.3 | 0 | 10 | 0 | 23.6187 | 0 | 0 | 0 | 0 | 0 | 0 | 0 | 0 | 0 | 0
50.5 | 63 | 15 | 50.4 | 2 | 0.8 | 0 | 1.2 | 1 | 39.7224 | 8 | 2 | 3 | 0 | 0 | 1.5 | 4.3 | 6.4 | 0 | 0
45.3 | 27 | 59 | 60.8 | 27.4 | 20 | 0 | 32.2 | 2 | 46.4323 | 23 | 5 | 32 | 0 | 0 | 12 | 7.2 | 11.6 | 6.1 | 0
21 | 29 | 74 | 52.4 | 43.3 | 34.8 | 18.4 | 43.2 | 22 | 4.8311 | 25 | 8 | 20 | 0 | 0 | 7.5 | 8 | 2 | 13.7 | 0
24 | 45 | 17 | 42.6 | 25.6 | 11 | 4.1 | 36 | 42 | 0 | 12 | 8 | 13 | 0 | 0 | 0 | 4.4 | 0 | 5.3 | 0
24.2 | 0 | 43 | 28.4 | 16 | 12.6 | 1.2 | 22.8 | 0 | 0 | 6 | 4 | 3 | 0 | 0 | 13 | 0 | 0 | 1.3 | 0
0 | 2 | 48 | 0 | 30.4 | 13.2 | 2.2 | 24 | 28 | 0 | 10 | 10 | 6 | 0 | 0 | 0 | 0 | 0 | 0 | 0
0 | 0 | 0 | 42.6 | 0 | 0 | 0 | 0 | 0 | 0 | 0 | 2 | 0 | 0 | 0 | 3.8 | 0 | 12 | 0 | 0
0 | 19 | 0.2 | 0 | 19.2 | 0.4 | 0 | 1.8 | 0 | 0 | 0 | 0 | 0 | 0 | 0 | 0 | 41.2 | 0 | 5.1 | 0
0 | 0 | 6.2 | 30.4 | 0 | 0.6 | 0 | 0 | 0 | 0 | 0 | 0 | 0 | 0 | 0 | 0 | 0 | 0 | 0 | 0
7 | 0 | 0 | 42.6 | 2 | 0 | 0 | 0 | 0 | 0 | 0 | 0 | 4 | 0 | 0 | 16.5 | 0 | 0 | 6.9 | 0
2 | 0 | 2.5 | 47.6 | 5.1 | 18 | 0 | 2 | 2 | 3.7575 | 3 | 4 | 38 | 0 | 0 | 0 | 4 | 0 | 0 | 0
10.5 | 0 | 0 | 0 | 16 | 0 | 0 | 5.7 | 0 | 0 | 0 | 0 | 0 | 0 | 0 | 6.5 | 0 | 0 | 0 | 0
0 | 0 | 0 | 0 | 2.8 | 0 | 0 | 0 | 0 | 3.1239 | 2 | 0 | 0 | 0 | 0 | 10.5 | 0 | 3 | 0 | 0
10 | 19 | 5 | 28.4 | 5.4 | 1 | 0 | 0 | 0 | 0 | 0 | 3 | 0 | 3 | 0 | 0 | 4 | 11 | 0 | 0
10.2 | 11 | 18 | 47.6 | 3.4 | 0.6 | 0 | 30.4 | 0 | 1.6661 | 0 | 0 | 0 | 0 | 0 | 12 | 0 | 3 | 0 | 0
8.2 | 54 | 7 | 56.8 | 52.8 | 48.4 | 15.2 | 34.8 | 18 | 1.6661 | 7 | 4 | 7 | 8 | 0 | 14 | 3 | 5 | 0 | 0
33.1 | 29 | 33 | 42.6 | 30.4 | 7.2 | 3 | 30.4 | 34 | 3.1239 | 10 | 11 | 18 | 13 | 0 | 3.5 | 0 | 5 | 0 | 0
23.2 | 11 | 27 | 47.6 | 11.2 | 8 | 3 | 17.2 | 8 | 1.6661 | 0 | 4.6 | 2 | 6 | 0 | 0 | 0 | 0 | 0 | 0
60 | 8 | 8 | 16.2 | 0 | 4.6 | 2.1 | 11.8 | 10 | 1.6661 | 0 | 0 | 3 | 0 | 0 | 0 | 0 | 0 | 0 | 0
5.4 | 0 | 9 | 0 | 4.8 | 2.2 | 0 | 0 | 0 | 1.6661 | 0 | 0 | 0 | 0 | 3 | 0 | 0 | 0 | 0 | 0
0 | 0 | 0 | 14.2 | 3.5 | 0.4 | 0 | 0 | 0 | 1.6661 | 0 | 0 | 0 | 0 | 0 | 0 | 0 | 0 | 0 | 0
0 | 9 | 1 | 12 | 19.2 | 0 | 2.5 | 0 | 0 | 3.1239 | 0 | 4 | 0 | 0 | 0 | 0 | 0 | 0 | 0 | 0
11 | 23 | 0 | 16.2 | 57.6 | 6 | 1 | 37 | 5 | 6.2478 | 0 | 1 | 0 | 0 | 0 | 0 | 0 | 2 | 0 | 0
10 | 7 | 9 | 47.6 | 8 | 4 | 2 | 0 | 10 | 25.8244 | 0 | 0 | 3 | 0 | 0 | 0 | 4.1 | 6.6 | 4.3 | 0
15 | 39 | 13 | 42.6 | 32 | 0.6 | 0 | 0 | 0 | 0 | 0 | 0 | 0 | 0 | 0 | 15.5 | 0 | 0 | 0 | 0
15 | 0 | 0 | 28.4 | 40 | 29 | 11.8 | 51.4 | 32 | 1.6661 | 0 | 8 | 68 | 10 | 5 | 9 | 0 | 0 | 0 | 0
20 | 29 | 55 | 45.6 | 25.6 | 28.8 | 11 | 15 | 12 | 0 | 0 | 5 | 6 | 0 | 8 | 4.9 | 0 | 0 | 0 | 0
23.3 | 36 | 29 | 56.8 | 24 | 9.2 | 5.4 | 2.8 | 20 | 19.3683 | 0 | 10 | 13 | 5 | 0 | 11.1 | 12 | 8.4 | 10.2 | 0
18.6 | 0 | 38 | 60.8 | 3.2 | 27.8 | 15.2 | 3.6 | 0 | 12.9122 | 0 | 5 | 8 | 11 | 6 | 0 | 9.9 | 0 | 17.8 | 0
0 | 6 | 31 | 15.2 | 7.7 | 0.8 | 0 | 5.1 | 0 | 0 | 0 | 1 | 0 | 0 | 0 | 0 | 0 | 0 | 0 | 0
3.6 | 4 | 5 | 0 | 3 | 0.6 | 0 | 0 | 6 | 0 | 0 | 2 | 0 | 0 | 0 | 0 | 0 | 0 | 0 | 0
1.3 | 7 | 9.1 | 0 | 3 | 0.4 | 0 | 5.2 | 6 | 0 | 0 | 3 | 0 | 0 | 0 | 0 | 0 | 0 | 0 | 0
6 | 3 | 0 | 14.2 | 0 | 0 | 0 | 4 | 0 | 0 | 0 | 5 | 0 | 0 | 0 | 0 | 0 | 0 | 0 | 0
2.3 | 1 | 6 | 28.4 | 3.5 | 2.6 | 0 | 0 | 0 | 0 | 0 | 0 | 0 | 0 | 0 | 13.5 | 5.2 | 0 | 0 | 0
4.2 | 13 | 8.3 | 30.4 | 13.1 | 14.8 | 3.2 | 10.8 | 3 | 0 | 0 | 0 | 0 | 28 | 28 | 0 | 0 | 0 | 0 | 0
5 | 16 | 7.4 | 42.6 | 17.7 | 13.2 | 6.4 | 0 | 21 | 1.6661 | 0 | 0 | 3 | 0 | 0 | 0 | 1.8 | 0 | 0 | 0
15 | 12 | 12.1 | 50.6 | 4.8 | 2 | 0 | 38.8 | 7 | 1.6661 | 0 | 0 | 0 | 0 | 0 | 0 | 0 | 0 | 0 | 0
6.2 | 11 | 8.2 | 45.6 | 10.8 | 3 | 0.8 | 8.4 | 8 | 1.6661 | 0 | 0 | 2 | 0 | 0 | 0 | 0 | 0 | 0 | 0
5.4 | 17 | 9.4 | 56.6 | 13.6 | 3.6 | 0.8 | 12.4 | 6 | 3.1239 | 0 | 0 | 1 | 0 | 0 | 0 | 0 | 0 | 0 | 0
11.6 | 19 | 0 | 50.4 | 0 | 7.4 | 1.8 | 7.4 | 2 | 0 | 0 | 0 | 2 | 0 | 0 | 0 | 0 | 0 | 0 | 0
12.6 | 0 | 9.2 | 47.6 | 15 | 9 | 0 | 8.6 | 5 | 25.8244 | 0 | 3 | 2 | 0 | 0 | 0 | 0 | 28 | 0 | 0
0 | 0 | 22.4 | 0 | 0 | 0 | 0 | 0 | 0 | 0 | 6 | 0 | 0 | 0 | 0 | 12 | 7.3 | 0 | 0 | 0
0 | 0 | 0 | 0 | 0 | 0.6 | 0 | 0.4 | 1 | 1.6661 | 1.2 | 12.6 | 5 | 2 | 25 | 22 | 0 | 0 | 0 | 0
0 | 5 | 0 | 20.2 | 0 | 0 | 0 | 0.4 | 0 | 0 | 0 | 15 | 33 | 0 | 0 | 3.9 | 4.2 | 11 | 0 | 0
25 | 0 | 20.3 | 0 | 0 | 2.6 | 0 | 0 | 0 | 0 | 14.2 | 3 | 7 | 8 | 0 | 0 | 4.3 | 0 | 0 | 0
0 | 0 | 0 | 0 | 0 | 0 | 0 | 0 | 0 | 0 | 0 | 0 | 0 | 0 | 0 | 18 | 0 | 0 | 0 | 0
0 | 0 | 3 | 14.2 | 0 | 3.4 | 0 | 0 | 0 | 0 | 0 | 0 | 0 | 5 | 0 | 0 | 0 | 0 | 0 | 0
0 | 0 | 0 | 14.2 | 10.8 | 0.4 | 0 | 5.8 | 1 | 0 | 0 | 4 | 0 | 0 | 10 | 0 | 0 | 0 | 0 | 0
0 | 6 | 0 | 14.2 | 1.6 | 10.4 | 2.5 | 0.6 | 0 | 0 | 0 | 2 | 0 | 0 | 0 | 0 | 0 | 0 | 0 | 0
5.5 | 0 | 12 | 10.2 | 6.4 | 3.6 | 1 | 7 | 12 | 0 | 0 | 0 | 0 | 0 | 0 | 0 | 0 | 0 | 0 | 0
5.4 | 19 | 12.3 | 20.4 | 11.2 | 4.2 | 0 | 11.2 | 4 | 0 | 0 | 0 | 0 | 0 | 0 | 0 | 0 | 0 | 0 | 0
8.2 | 0 | 16.4 | 50.6 | 19 | 11.8 | 7 | 16.4 | 10 | 0 | 0 | 0 | 0 | 18 | 0 | 0 | 0 | 0 | 0 | 0
2.2 | 2 | 0 | 28.4 | 5.1 | 11 | 0.8 | 2.3 | 3 | 16.1009 | 0 | 0 | 0 | 0 | 41 | 0 | 0 | 0 | 0 | 0
0 | 24 | 0 | 20.1 | 0 | 0 | 0 | 2.4 | 0 | 0 | 0 | 0 | 0 | 0 | 0 | 0 | 0 | 0 | 0 | 0
0.2 | 14 | 0 | 14.2 | 4.6 | 2.4 | 0 | 1.4 | 0 | 0 | 3.8 | 0 | 5 | 0 | 0 | 11.1 | 0 | 0 | 0 | 0
0 | 18 | 19.4 | 42.6 | 62.4 | 2 | 0 | 25.2 | 30 | 0 | 4.8 | 4 | 8 | 6 | 32 | 15.8 | 3.2 | 0 | 0 | 0
0 | 4 | 0 | 28.4 | 10 | 12.6 | 1.8 | 11.6 | 6 | 0 | 5.2 | 0 | 0 | 10 | 20 | 7 | 0 | 0 | 0 | 0
0 | 10.6 | 29.3 | 42.6 | 7 | 12 | 2.5 | 7.2 | 0 | 0 | 0 | 0 | 0 | 0 | 11 | 21 | 0 | 0 | 0 | 0
14.2 | 0 | 0 | 28.2 | 4.8 | 2.8 | 0 | 3.4 | 0 | 0 | 0 | 0 | 10 | 12 | 5 | 6.2 | 0 | 0 | 0 | 0
3 | 0 | 0 | 42.6 | 12.8 | 0 | 0 | 5.8 | 2 | 0 | 0 | 0 | 0 | 0 | 18 | 0 | 0 | 0 | 0 | 0
6.5 | 14 | 0 | 47.6 | 23 | 12.2 | 3.8 | 44.8 | 22 | 10.5927 | 0 | 3 | 5 | 0 | 1 | 0 | 5.6 | 0 | 3 | 0
0 | 7 | 0 | 28.4 | 0 | 0.2 | 0 | 0 | 0 | 5.2964 | 0 | 0 | 0 | 0 | 0 | 0 | 0 | 0 | 0 | 0
9.7 | 12 | 2.3 | 42.6 | 0 | 12 | 1.4 | 0 | 0 | 5.2964 | 0 | 0 | 0 | 0 | 0 | 0 | 0 | 0 | 0 | 0
0 | 14 | 13.2 | 49.6 | 8 | 6 | 2 | 8.2 | 9 | 5.2964 | 1 | 0 | 0 | 0 | 2 | 0 | 0 | 0 | 0 | 0
8.7 | 7 | 9.3 | 56.8 | 8 | 6.2 | 2.2 | 16.6 | 17 | 10.5927 | 10 | 0 | 0 | 0 | 3 | 0 | 0 | 0 | 0 | 0
5.3 | 12 | 8.4 | 56.4 | 12.8 | 8.2 | 4.8 | 21 | 21 | 0 | 10.6 | 3 | 6 | 0 | 0 | 0 | 0 | 0 | 0 | 0
15 | 5 | 25 | 48.6 | 16.5 | 13.8 | 4 | 17.1 | 23 | 0 | 4 | 4 | 2 | 0 | 0 | 4 | 0 | 0 | 0 | 0
7 | 5 | 10.4 | 30.4 | 6.7 | 1.2 | 0 | 0.5 | 6 | 2.7541 | 0 | 0 | 0 | 0 | 0 | 4 | 13.9 | 0 | 0 | 0
2.5 | 7 | 7 | 20.2 | 11.9 | 1.6 | 0 | 14 | 1 | 2.7541 | 0.1 | 0 | 0 | 20 | 4 | 0 | 0 | 0 | 0 | 0
6 | 9 | 4.5 | 14.2 | 2.8 | 0.8 | 0 | 8.8 | 10 | 2.7541 | 0 | 0 | 0 | 0 | 0 | 4.1 | 0 | 7 | 0 | 0
7 | 10 | 2.1 | 14.2 | 0 | 2 | 0 | 6.2 | 0 | 2.7541 | 0 | 0 | 0 | 0 | 0 | 0 | 7.3 | 0 | 4.3 | 0
5.2 | 17 | 18.2 | 35.2 | 2.5 | 3.6 | 0 | 3.4 | 0 | 2.7541 | 0 | 0 | 0 | 0 | 0 | 0 | 0 | 0 | 0 | 0
0 | 5 | 5.1 | 10.1 | 0 | 0 | 0 | 0 | 0 | 2.7541 | 0 | 0 | 12 | 0 | 0 | 0 | 0 | 0 | 0 | 0
10 | 0 | 0 | 14.2 | 0 | 0 | 0 | 0 | 0 | 0 | 0 | 0 | 2 | 0 | 4 | 10.7 | 0 | 0 | 0 | 0
16.4 | 4 | 24.3 | 28.4 | 0 | 0 | 0 | 1.4 | 0 | 13.3631 | 18 | 30 | 27 | 0 | 0 | 0 | 56 | 4 | 24 | 0
3 | 17 | 3 | 10.1 | 10.8 | 0 | 1.5 | 15.8 | 11 | 6.9385 | 2 | 0 | 0 | 0 | 3 | 9 | 0 | 0 | 0 | 0
10.5 | 22 | 21 | 42.6 | 8.3 | 14.4 | 1 | 26.4 | 13 | 3.5978 | 4 | 7 | 2 | 27 | 3.5 | 8 | 0 | 0 | 0 | 0
18.2 | 1 | 0 | 10.2 | 16 | 0.4 | 0 | 3.4 | 2 | 3.0838 | 0 | 0 | 0 | 13 | 0 | 0 | 0 | 0 | 0 | 0
2.2 | 2 | 0 | 11.1 | 2 | 0.6 | 0 | 2 | 0 | 0 | 0 | 0 | 0 | 0 | 0 | 0 | 0 | 0 | 0 | 0
1.3 | 0 | 0 | 26.4 | 0 | 0 | 0 | 0 | 0 | 0 | 0 | 0 | 0 | 0 | 0 | 9.2 | 0 | 6 | 40.6 | 0
24.3 | 0 | 18.2 | 14.2 | 16 | 4.8 | 0 | 0 | 0 | 3.0838 | 0 | 2 | 2 | 0 | 0 | 0 | 17 | 0 | 0 | 0
0 | 0 | 0 | 10.1 | 0 | 0 | 0 | 0 | 4 | 0 | 0 | 0 | 0 | 0 | 0 | 0 | 0 | 0 | 0 | 0
0 | 0 | 7 | 7.1 | 1.6 | 1.2 | 0 | 0.2 | 0 | 0 | 0 | 0 | 0 | 0 | 0 | 0 | 0 | 0 | 0 | 0
9 | 0 | 10.1 | 10.2 | 1.6 | 0.6 | 0 | 0 | 2 | 0 | 0 | 0 | 0 | 0 | 0 | 0 | 0 | 0 | 0 | 0
0 | 5 | 6 | 5 | 0 | 0.2 | 0 | 6.4 | 32 | 0 | 0 | 2 | 0 | 0 | 0 | 0 | 0 | 0 | 0 | 0
2.1 | 0 | 0 | 10.2 | 6.4 | 1.4 | 0 | 2.4 | 0 | 0 | 0 | 0 | 0 | 0 | 0 | 0 | 0 | 0 | 0 | 0
0 | 4.5 | 0 | 0 | 0 | 0 | 0 | 0 | 0 | 0 | 0 | 0 | 0 | 0 | 0 | 0 | 0 | 0 | 0 | 0
0 | 0 | 0 | 0 | 0 | 0 | 0 | 0 | 0 | 0 | 0 | 0 | 0 | 0 | 0 | 0 | 0 | 0 | 0 | 0
0 | 0 | 0 | 14.2 | 0 | 0 | 0 | 0 | 0 | 0 | 0 | 0 | 0 | 0 | 0 | 0 | 0 | 0 | 0 | 0
0 | 3 | 5 | 11.2 | 0 | 0 | 0 | 0 | 0 | 0 | 0 | 0 | 0 | 7 | 3.2 | 15.2 | 0 | 0 | 0 | 0
0 | 2 | 0 | 5 | 1.6 | 0 | 0 | 0 | 0 | 0 | 0 | 0 | 0 | 0 | 12.6 | 0 | 0 | 0 | 0 | 0
0 | 0 | 0 | 10.2 | 10 | 0 | 0 | 0 | 0 | 0 | 0 | 0 | 0 | 5 | 0 | 0 | 0 | 0 | 0 | 0
0 | 0 | 0 | 10.1 | 0 | 0 | 0 | 0 | 0 | 0 | 0 | 0 | 0 | 0 | 0 | 0 | 0 | 0 | 0 | 0
0 | 0 | 0 | 0 | 0 | 0 | 0 | 0 | 0 | 15.933 | 0 | 0 | 0 | 0 | 0 | 0 | 0 | 0 | 15.3 | 0
0 | 0 | 0 | 0 | 0 | 0 | 0 | 0 | 0 | 0 | 0 | 0 | 0 | 0 | 0 | 0 | 0 | 0 | 0 | 0
0 | 0 | 0 | 0 | 0 | 0 | 0 | 0 | 0 | 0 | 0 | 0 | 0 | 0 | 0 | 0 | 0 | 0 | 0 | 0
0 | 0 | 0 | 0 | 0 | 0 | 0 | 0 | 0 | 0 | 0 | 0 | 0 | 0 | 0 | 0 | 0 | 0 | 0 | 0
0 | 0 | 0 | 0 | 0 | 0 | 0 | 0 | 0 | 0 | 0 | 0 | 0 | 0 | 0 | 0 | 0 | 0 | 0 | 0
0 | 0 | 0 | 0 | 0 | 0 | 0 | 0 | 0 | 0 | 0 | 0 | 0 | 0 | 1 | 0 | 0 | 9 | 0 | 0
0 | 0 | 0 | 0 | 0 | 0 | 0 | 0 | 0 | 0 | 0 | 0 | 0 | 0 | 4.7 | 12 | 0 | 0 | 0 | 0
0 | 0 | 0 | 0 | 0 | 0 | 0 | 0 | 0 | 0 | 0 | 6 | 5 | 0 | 0 | 7 | 0 | 0 | 0 | 0
0 | 0 | 0 | 0 | 0 | 0 | 0 | 0 | 0 | 0 | 0 | 0 | 0 | 0 | 0 | 0 | 5.2 | 1 | 0 | 0
0 | 0 | 0 | 0 | 0 | 0 | 0 | 0 | 0 | 0 | 0 | 0 | 0 | 0 | 0 | 0 | 0 | 0 | 51.6 | 0
0 | 0 | 0 | 0 | 0 | 0 | 0 | 0 | 0 | 0 | 0 | 0 | 0 | 0 | 3.7 | 30 | 0 | 0 | 0 | 0
0 | 22 | 2 | 5 | 0 | 0 | 0.8 | 0 | 0 | 0 | 0 | 45 | 0 | 13 | 5.8 | 38 | 3.3 | 26.6 | 0 | 0
30 | 41 | 18 | 10.1 | 22.4 | 65.4 | 27.8 | 22.2 | 21 | 23.8553 | 35.6 | 27 | 39 | 56 | 49 | 66 | 22.2 | 57.7 | 1 | 0
12 | 8 | 22 | 14.2 | 25.8 | 18.8 | 20 | 24.8 | 30 | 29.9384 | 39.4 | 47 | 112 | 112 | 6 | 9 | 95.3 | 0 | 46.2 | 0
9.6 | 24 | 28 | 42.6 | 9.6 | 7.6 | 0.2 | 2 | 6 | 3.5783 | 3.2 | 37 | 35 | 16 | 5 | 17 | 5.2 | 5 | 3 | 0
12 | 7 | 29 | 47.6 | 4.8 | 2 | 11.6 | 12 | 4 | 4.7711 | 4 | 1 | 4 | 15 | 6 | 0 | 4.3 | 11.2 | 0 | 0
7 | 10 | 27 | 56 | 35.2 | 7.8 | 5 | 19.2 | 10 | 14.3132 | 30 | 20 | 40 | 0 | 4 | 0 | 17 | 15 | 16.2 | 0
7.8 | 29 | 15 | 20.2 | 2.8 | 0 | 0 | 0 | 0 | 1.1928 | 0 | 0 | 0 | 0 | 17 | 12 | 0 | 32 | 0 | 0
23 | 9 | 18 | 30.4 | 29.1 | 28.2 | 14.6 | 27.2 | 17 | 28.0299 | 35 | 12 | 52 | 0 | 0 | 0 | 30.2 | 2 | 32.4 | 0
3.7 | 0 | 13 | 14.2 | 4.8 | 3 | 0 | 1.2 | 0 | 0 | 13.5 | 0 | 0 | 0 | 0 | 0 | 4.3 | 0 | 0 | 0
0 | 0 | 0 | 5.1 | 0 | 0 | 0 | 0 | 0 | 0 | 0 | 0 | 0 | 0 | 0 | 0 | 0 | 0 | 0 | 0
0 | 0 | 0 | 0 | 0 | 0 | 0 | 0 | 0 | 0 | 0 | 0 | 3.5 | 0 | 2 | 5 | 0 | 10.4 | 0 | 0
0 | 31 | 0 | 0 | 3.7 | 8.4 | 2.6 | 0 | 0 | 0 | 5 | 2 | 24 | 16 | 16 | 25 | 9.2 | 5 | 0 | 0
2.6 | 5 | 38 | 28.4 | 7.7 | 30 | 5.8 | 5 | 11 | 17.2951 | 6 | 5 | 0 | 36 | 32 | 24 | 5 | 47 | 7.8 | 0
0 | 0 | 2 | 18.1 | 5.1 | 1.6 | 6 | 0.4 | 1 | 4.7711 | 1 | 0.2 | 31 | 18 | 16.2 | 15 | 23 | 9.8 | 0 | 0
4.1 | 3 | 9 | 28.4 | 16.5 | 25.4 | 1.8 | 7.2 | 11 | 0 | 4.4 | 2.2 | 10 | 12 | 3.4 | 0 | 9.3 | 0 | 24 | 0
0 | 0 | 0 | 20.1 | 0 | 0 | 0 | 0 | 0 | 0 | 0 | 0 | 0 | 0 | 8 | 0 | 0 | 19 | 0 | 0
4.7 | 7 | 0 | 14.2 | 24 | 3.4 | 0.8 | 14 | 18 | 0 | 0 | 1.1 | 0 | 0 | 13 | 22 | 3.2 | 9.8 | 1.1 | 0
0 | 11 | 8 | 15.2 | 0 | 0 | 0 | 0 | 2 | 0 | 1 | 0 | 8 | 21 | 9.4 | 0 | 3.3 | 0 | 17.3 | 0
5 | 0 | 0 | 28.4 | 0 | 0 | 0 | 0 | 0 | 4.7711 | 1 | 0 | 29.5 | 0 | 8.2 | 9 | 0 | 10 | 2.6 | 0
7 | 18 | 18.4 | 30.4 | 17.6 | 24 | 23.6 | 13 | 22 | 26.8372 | 19.8 | 3.1 | 45 | 10 | 7 | 0 | 21 | 10 | 37.3 | 0
2.3 | 12 | 8 | 31.2 | 4.8 | 6 | 0.3 | 6 | 12.6 | 7.3951 | 19.8 | 6.4 | 26 | 0 | 8.5 | 33 | 8.3 | 0 | 5.3 | 0
21.2 | 0 | 10 | 42.6 | 3.5 | 3 | 0.8 | 10.4 | 1 | 10.9734 | 4.8 | 1.1 | 5 | 29 | 7 | 5 | 4.3 | 7 | 1.5 | 0
6.5 | 4 | 5 | 50.6 | 8 | 1.8 | 1 | 7.6 | 0 | 0 | 7.6 | 2.1 | 20 | 0 | 6.2 | 0 | 4.2 | 2 | 1.5 | 0
9 | 0 | 0 | 14.2 | 1.6 | 0 | 0 | 0 | 0 | 0 | 0 | 0 | 0 | 0 | 0 | 0 | 0 | 3 | 0 | 0
0 | 0 | 3 | 0 | 0 | 0 | 0 | 0 | 0 | 0 | 0 | 0 | 0 | 0 | 0 | 0 | 0 | 5 | 0 | 0
0 | 0 | 0 | 0 | 0 | 0 | 0 | 0 | 0 | 0 | 0 | 0 | 0 | 0 | 0 | 0 | 0 | 0 | 0 | 0
0 | 0 | 0 | 0 | 0 | 0 | 0 | 0 | 0 | 0 | 0 | 0 | 0 | 0 | 7.2 | 0 | 1 | 0 | 0 | 0
0 | 0 | 0 | 0 | 0 | 0 | 0 | 0 | 0 | 0 | 0 | 0 | 0 | 10 | 3.1 | 0 | 0 | 0 | 5.3 | 0
0 | 0 | 0 | 0 | 0 | 0 | 0 | 0 | 0 | 2.3855 | 0 | 0 | 0 | 0 | 2.4 | 14 | 1.3 | 0 | 1.1 | 0
0 | 0 | 0 | 0 | 0 | 0 | 0 | 0 | 0 | 1.1928 | 4.2 | 0 | 20 | 20 | 38 | 30 | 8.2 | 0 | 12.2 | 0
0 | 0 | 0 | 0 | 0 | 0 | 0 | 0 | 0 | 0 | 0 | 0 | 10 | 41 | 0 | 0 | 3.3 | 0 | 8 | 0
0 | 0 | 0 | 0 | 0 | 0 | 0 | 0 | 0 | 0 | 18.2 | 0 | 0 | 0 | 14 | 65.4 | 0 | 5 | 0 | 0
0 | 0 | 0 | 0 | 0 | 0 | 0 | 0 | 0 | 0 | 5.2 | 43 | 30 | 23 | 5 | 20 | 3.2 | 50 | 0 | 0
3.1 | 0 | 1 | 14.2 | 3 | 7.8 | 8.6 | 13.2 | 20 | 17.5943 | 0 | 27 | 57 | 30 | 0 | 11 | 50 | 18 | 37 | 0
0 | 0 | 0 | 0 | 3.2 | 0 | 0 | 3.4 | 5 | 6.3979 | 0 | 4 | 20 | 3 | 0 | 0 | 12.2 | 0 | 2.3 | 0
0 | 0 | 0 | 0 | 0 | 0 | 0 | 0 | 0 | 0 | 0 | 0 | 0 | 0 | 27 | 33 | 0 | 25 | 0 | 0
0 | 0 | 0 | 0 | 0 | 0.2 | 0 | 1.6 | 12 | 21.8595 | 1 | 28 | 40 | 23 | 29 | 12 | 28 | 0 | 13 | 0
0 | 13 | 0 | 0 | 0 | 0 | 0 | 0 | 0 | 3.199 | 0 | 5 | 2 | 13 | 26 | 62.2 | 0 | 35 | 0 | 0
6.4 | 0 | 6 | 0 | 12.8 | 12.6 | 0 | 13 | 22 | 6.9311 | 41 | 42 | 85.6 | 47 | 36.4 | 33 | 29.3 | 28 | 50 | 0
1.5 | 0 | 0 | 30.1 | 8 | 2.4 | 0 | 4 | 22 | 6.3979 | 10 | 20 | 62 | 26 | 11 | 33 | 28 | 18 | 22 | 0
2 | 0 | 5.1 | 28.2 | 2 | 2.4 | 0 | 2.4 | 13 | 6.3979 | 4.2 | 11 | 40 | 29 | 0 | 0 | 36 | 0 | 27 | 0
0 | 0 | 0 | 15.7 | 0 | 0 | 0 | 0 | 0 | 0 | 0 | 0 | 0 | 0 | 2 | 0 | 0 | 0 | 0 | 0
0 | 0 | 0 | 0 | 0 | 0 | 0 | 0 | 0 | 0 | 0 | 0 | 0 | 0 | 1 | 0 | 0 | 0 | 0 | 0
0 | 0 | 0 | 0 | 0 | 0 | 0 | 0 | 0 | 0 | 0 | 0 | 0 | 0 | 2 | 15.8 | 0 | 1.8 | 0 | 0
0 | 7 | 0 | 0 | 0 | 0 | 0 | 0 | 0 | 0 | 0 | 0 | 4 | 0 | 16 | 58 | 2.3 | 0 | 0 | 0
9 | 0 | 0 | 0 | 0 | 0 | 0 | 4.6 | 0 | 3.199 | 0 | 19 | 37 | 51 | 20 | 24.4 | 8.2 | 6.8 | 11 | 0
0 | 0 | 0 | 0 | 0 | 0 | 0 | 0 | 0 | 5.5982 | 4 | 9 | 30 | 16 | 4.3 | 20 | 10 | 4 | 2.2 | 0
0 | 0 | 0 | 0 | 0 | 0 | 0 | 0 | 0 | 0 | 0 | 1 | 2 | 9 | 3.7 | 0 | 4.2 | 0 | 3.2 | 0
0 | 0 | 0 | 0 | 0 | 0 | 0 | 0 | 7 | 0 | 0 | 0 | 0 | 0 | 0 | 0 | 23.7 | 0 | 0 | 0
0 | 0 | 0 | 0 | 0 | 0 | 0 | 0 | 0 | 0 | 0 | 0 | 0 | 0 | 0 | 0 | 7.2 | 0 | 0 | 0
0 | 0 | 0 | 0 | 0 | 0 | 0 | 0 | 0 | 0 | 0 | 0 | 0 | 0 | 0 | 0 | 0 | 0 | 0 | 0
0 | 0 | 0 | 0 | 0 | 0 | 0 | 0 | 0 | 0 | 0 | 0 | 0 | 0 | 0 | 0 | 0 | 0 | 0 | 0
0 | 0 | 0 | 0 | 0 | 0 | 0 | 0 | 0 | 0 | 0 | 0 | 0 | 8 | 0 | 14.4 | 0 | 8 | 2.3 | 0
0 | 0 | 0 | 0 | 0 | 0.2 | 0 | 0 | 0 | 0 | 0 | 4 | 8 | 0 | 0 | 0 | 0 | 0 | 9.4 | 0
0 | 0 | 0 | 0 | 0 | 0 | 0 | 0 | 0 | 0 | 0 | 0 | 0 | 0 | 0 | 0 | 0 | 0 | 0 | 0
0 | 0 | 0 | 0 | 0 | 0 | 0 | 0 | 0 | 0 | 0 | 0 | 0 | 0 | 0 | 0 | 0.2 | 0 | 11.4 | 0
0 | 0 | 0 | 0 | 0 | 0 | 0 | 0 | 0 | 0 | 0 | 0 | 0 | 0 | 0 | 0 | 0 | 0 | 0 | 0
0 | 0 | 0 | 0 | 0 | 0 | 0 | 0 | 0 | 0 | 0 | 0 | 0 | 0 | 0 | 0 | 0 | 0 | 0 | 0
0 | 0 | 0 | 0 | 0 | 0 | 0 | 0 | 0 | 0 | 0 | 0 | 0 | 0 | 0 | 0 | 0 | 0 | 0 | 0
0 | 5 | 0 | 0 | 0 | 0 | 0 | 0 | 0 | 0 | 0 | 1 | 2 | 0 | 41 | 71.4 | 0 | 64 | 0 | 0
1 | 0 | 0 | 14.2 | 4.8 | 9.6 | 20 | 7 | 19 | 24.5253 | 23 | 38 | 77 | 48 | 17 | 37 | 46.5 | 10 | 41.2 | 0
0 | 0 | 0 | 0 | 0 | 0 | 20 | 0 | 0 | 2 | 2.2 | 10 | 21 | 26 | 1 | 0 | 9.3 | 0 | 58 | 0
0 | 0 | 0 | 0 | 0 | 0 | 0 | 0 | 0 | 0 | 0 | 0 | 0 | 0 | 0 | 0 | 0 | 0 | 0 | 0
0 | 0 | 0 | 0 | 0 | 0 | 0 | 0 | 0 | 0 | 0 | 0 | 0 | 0 | 0 | 0 | 0 | 0 | 0 | 0
0 | 0 | 0 | 0 | 0 | 0 | 0 | 0 | 0 | 0 | 0 | 0 | 0 | 0 | 0 | 0 | 0 | 0 | 0 | 0
0 | 0 | 0 | 0 | 0 | 0 | 0 | 0 | 0 | 0 | 0 | 0 | 0 | 0 | 0 | 0 | 0 | 0 | 0 | 0
0 | 0 | 0 | 0 | 0 | 0 | 0 | 0 | 0 | 0 | 0 | 0 | 0 | 0 | 0 | 0 | 0 | 0 | 0 | 0
0 | 0 | 0 | 0 | 0 | 0 | 0 | 0 | 0 | 0 | 0 | 0 | 0 | 0 | 0 | 0 | 0 | 0 | 0 | 0
0 | 0 | 0 | 0 | 0 | 0 | 0 | 0 | 0 | 0 | 0 | 0 | 0 | 0 | 0 | 0 | 0 | 0 | 0 | 0
0 | 0 | 0 | 0 | 0 | 0 | 0 | 0 | 0 | 0 | 0 | 0 | 0 | 0 | 0 | 0 | 0 | 0 | 0 | 0
0 | 0 | 0 | 0 | 0 | 0 | 0 | 0 | 0 | 0 | 0 | 0 | 0 | 0 | 0 | 0 | 0 | 0 | 0 | 0
0 | 0 | 0 | 0 | 0 | 0 | 0 | 0 | 0 | 0 | 0 | 0 | 0 | 0 | 0 | 0 | 0 | 0 | 0 | 0
0 | 0 | 0 | 0 | 0 | 0 | 0 | 0 | 0 | 0 | 0 | 0 | 0 | 0 | 0 | 0 | 0 | 0 | 0 | 0
0 | 0 | 0 | 0 | 0 | 0 | 0 | 0 | 0 | 0 | 0 | 0 | 0 | 0 | 0 | 0 | 0 | 0 | 0 | 0
0 | 0 | 0 | 0 | 0 | 0 | 0 | 0 | 0 | 0 | 0 | 0 | 0 | 0 | 0 | 0 | 0 | 0 | 0 | 0
0 | 0 | 0 | 0 | 0 | 0 | 0 | 0 | 0 | 0 | 0 | 0 | 0 | 0 | 0 | 0 | 0 | 0 | 0 | 0
0 | 0 | 0 | 0 | 0 | 0 | 0 | 0 | 0 | 0 | 0 | 0 | 0 | 0 | 0 | 0 | 0 | 0 | 0 | 0
0 | 0 | 0 | 0 | 0 | 0 | 0 | 0 | 0 | 0 | 0 | 0 | 0 | 0 | 0 | 0 | 0 | 0 | 0 | 0
0 | 0 | 0 | 0 | 0 | 0 | 0 | 0 | 0 | 0 | 0 | 0 | 0 | 0 | 0 | 0 | 0 | 0 | 0 | 0
0 | 0 | 0 | 0 | 0 | 0 | 0 | 0 | 0 | 0 | 0 | 0 | 0 | 0 | 0 | 0 | 0 | 0 | 0 | 0
0 | 0 | 0 | 0 | 0 | 0 | 0 | 0 | 0 | 0 | 0 | 0 | 0 | 0 | 0 | 0 | 0 | 0 | 0 | 0
0 | 0 | 0 | 0 | 0 | 0 | 0 | 0 | 0 | 0 | 0 | 0 | 0 | 0 | 0 | 0 | 0 | 0 | 0 | 0
0 | 0 | 0 | 0 | 0 | 0 | 0 | 0 | 0 | 0 | 0 | 0 | 0 | 0 | 0 | 0 | 0 | 0 | 0 | 0
0 | 0 | 0 | 0 | 0 | 0 | 0 | 0 | 0 | 0 | 0 | 0 | 0 | 0 | 0 | 0 | 0 | 0 | 0 | 0
0 | 0 | 0 | 0 | 0 | 0 | 0 | 0 | 0 | 0 | 0 | 0 | 0 | 0 | 0 | 0 | 0 | 0 | 0 | 0
0 | 0 | 0 | 0 | 0 | 0 | 0 | 0 | 0 | 0 | 0 | 0 | 0 | 0 | 0 | 0 | 0 | 0 | 0 | 0
0 | 0 | 0 | 0 | 0 | 0 | 0 | 0 | 0 | 0 | 0 | 0 | 0 | 0 | 2 | 0 | 0 | 0 | 0 | 0
0 | 0 | 0 | 0 | 0 | 0 | 0 | 0 | 2 | 0 | 0 | 2 | 0 | 0 | 2 | 0 | 0 | 0 | 0 | 0
0 | 0 | 0 | 0 | 9.6 | 0 | 0 | 10 | 0 | 0 | 0 | 0 | 0 | 0 | 0 | 0 | 1.3 | 0 | 0 | 0
0 | 0 | 0 | 0 | 0 | 0 | 0 | 0 | 0 | 0 | 0 | 0 | 0 | 11 | 0 | 0 | 0 | 0 | 0 | 0
0 | 0 | 0 | 0 | 0 | 0 | 0 | 0 | 0 | 0 | 0 | 0 | 0 | 0 | 5 | 0 | 0 | 0 | 0 | 0
0 | 0 | 0 | 0 | 0 | 0 | 0 | 0 | 0 | 0 | 0 | 0 | 0 | 0 | 0 | 0 | 0 | 0 | 0 | 0
0 | 0 | 0 | 0 | 0 | 0 | 0 | 0 | 0 | 0 | 0 | 0 | 0 | 0 | 0 | 0 | 0 | 0 | 0 | 5.5
0 | 0 | 0 | 0 | 0 | 0 | 0 | 0 | 0 | 0 | 0 | 0 | 0 | 0 | 0 | 0 | 0 | 0 | 0 | 5.5
0 | 0 | 0 | 0 | 0 | 0 | 0 | 0 | 0 | 0 | 0 | 0 | 0 | 0 | 0 | 0 | 0 | 0 | 0 | 5.5
0 | 0 | 0 | 0 | 0 | 0 | 0 | 0 | 0 | 0 | 0 | 0 | 0 | 0 | 0 | 0 | 0 | 0 | 0 | 5.5
0 | 0 | 0 | 0 | 0 | 0 | 0 | 0 | 0 | 0 | 0 | 0 | 0 | 0 | 0 | 0 | 0 | 0 | 0 | 5.5
0 | 0 | 0 | 0 | 0 | 0 | 0 | 0 | 0 | 0 | 0 | 0 | 0 | 0 | 0 | 0 | 0 | 0 | 0 | 5.5
0 | 0 | 0 | 0 | 0 | 0 | 0 | 0 | 0 | 0 | 0 | 0 | 0 | 0 | 0 | 0 | 0 | 0 | 0 | 5.5
0 | 0 | 0 | 0 | 0 | 0 | 0 | 0 | 0 | 0 | 0 | 0 | 0 | 0 | 0 | 0 | 0.8 | 0 | 0 | 5.5
0 | 0 | 0 | 0 | 0 | 0 | 0 | 0 | 0 | 0 | 0 | 0 | 0 | 0 | 0 | 0 | 0 | 0 | 0 | 5.5
0 | 0 | 0 | 0 | 0 | 0 | 0 | 0 | 0 | 0 | 0 | 0 | 0 | 0 | 0 | 0 | 0 | 0 | 0 | 5.5
0 | 0 | 0 | 0 | 0 | 0 | 0 | 0 | 0 | 0 | 0 | 0 | 0 | 0 | 0 | 0 | 0 | 0 | 0 | 5.5
0 | 0 | 0 | 0 | 0 | 0 | 0 | 0 | 0 | 0 | 0 | 0 | 0 | 0 | 0 | 0 | 0 | 0 | 0 | 5.5
0 | 0 | 0 | 0 | 0 | 0 | 0 | 0 | 0 | 0 | 0 | 0 | 0 | 0 | 0 | 0 | 0 | 0 | 0 | 5.5
0 | 0 | 0 | 0 | 0 | 0 | 0 | 0 | 0 | 0 | 0 | 0 | 0 | 0 | 0 | 0 | 0 | 0 | 0 | 5.5
0 | 0 | 0 | 0 | 0 | 0 | 0 | 0 | 0 | 0 | 0 | 0 | 0 | 0 | 0 | 0 | 0 | 0 | 0 | 5.5
0 | 0 | 0 | 0 | 0 | 0 | 0 | 0 | 0 | 0 | 0 | 0 | 0 | 0 | 0 | 33 | 0 | 0 | 0 | 5.5
21.2 | 0 | 5 | 0 | 0 | 0 | 0 | 0 | 0 | 0 | 0 | 0 | 0 | 24 | 0 | 53 | 19 | 64 | 0.3 | 5.5
2.3 | 24 | 18 | 8.3 | 2.2 | 0 | 0 | 6.7 | 0 | 3 | 4 | 0 | 1 | 47 | 0 | 9 | 8.4 | 22 | 9.7 | 5.5
3.7 | 0 | 0 | 7.8 | 0 | 4.1 | 0 | 0 | 1 | 4.5 | 5 | 0 | 9 | 0 | 0 | 0 | 0 | 0 | 0.5 | 5.5
0 | 0 | 0 | 0 | 0 | 0 | 0 | 0 | 0 | 0 | 0 | 0 | 0 | 0 | 0 | 0 | 0 | 0 | 0 | 5.5
2.4 | 0 | 0 | 0 | 0 | 0 | 0 | 0 | 0 | 0 | 0 | 0 | 0 | 0 | 0 | 0 | 0 | 0 | 0 | 5.5
0 | 0 | 0 | 0 | 0 | 0 | 0 | 0 | 0 | 0 | 0 | 0 | 0 | 0 | 0 | 0 | 0 | 0 | 0 | 5.5
0 | 0 | 0 | 0 | 0 | 0 | 0 | 0 | 0 | 0 | 0 | 0 | 0 | 0 | 0 | 0 | 0 | 0 | 0 | 5.5
0 | 0 | 0 | 0 | 0 | 0 | 0 | 0 | 0 | 0 | 0 | 0 | 0 | 0 | 0 | 0 | 0 | 0 | 0 | 5.5
0 | 0 | 0 | 0 | 0 | 0 | 0 | 0 | 0 | 0 | 0 | 0 | 0 | 0 | 0 | 0 | 0 | 0 | 0 | 5.5
0 | 0 | 0 | 0 | 0 | 0 | 0 | 0 | 0 | 0 | 0 | 0 | 0 | 0 | 0 | 0 | 0 | 0 | 0 | 5.5
0 | 0 | 0 | 0 | 0 | 0 | 0 | 0 | 0 | 0 | 0 | 0 | 0 | 0 | 0 | 0 | 0 | 0 | 0 | 5.5
0 | 0 | 0 | 0 | 0 | 0 | 0 | 0 | 0 | 0 | 0 | 0 | 0 | 0 | 0 | 0 | 0 | 0 | 0 | 5.5
0 | 0 | 0 | 0 | 0 | 0 | 0 | 0 | 0 | 0 | 0 | 0 | 0 | 0 | 0 | 0 | 0 | 0 | 0 | 5.5
0 | 0 | 0 | 0 | 0 | 0 | 0 | 0 | 0 | 0 | 0 | 0 | 0 | 0 | 0 | 0 | 0 | 0 | 0 | 5.5
0 | 0 | 0 | 0 | 0 | 0 | 0 | 0 | 0 | 0 | 0 | 0 | 0 | 0 | 0 | 0 | 0 | 0 | 0 | 5.5
0 | 0 | 0 | 0 | 0 | 0 | 0 | 0 | 0 | 0 | 0 | 0 | 0 | 0 | 0 | 0 | 0 | 0 | 0 | 11
0 | 0 | 0 | 0 | 0 | 0 | 0 | 0 | 0 | 0 | 0 | 0 | 0 | 0 | 0 | 0 | 0 | 0 | 0 | 11
0 | 0 | 0 | 0 | 0 | 0 | 0 | 0 | 0 | 0 | 0 | 0 | 0 | 0 | 0 | 0 | 0 | 0 | 0 | 11
0 | 0 | 0 | 0 | 8.6 | 0 | 0 | 0 | 0 | 0 | 0 | 0 | 0 | 0 | 0 | 0 | 10 | 3.8 | 2.6 | 11
0 | 0 | 0 | 0 | 2 | 0 | 0 | 0 | 0 | 0 | 0 | 0 | 0 | 27 | 27 | 0 | 7 | 0 | 0 | 11
0 | 0 | 0 | 0 | 0 | 0 | 0 | 0 | 0 | 0 | 0 | 0 | 0 | 7 | 7 | 0 | 0 | 0 | 0 | 11
0 | 0 | 0 | 0 | 0 | 0 | 0 | 0 | 0 | 0 | 0 | 0 | 0 | 0 | 0 | 0 | 0 | 0 | 0 | 11
0 | 0 | 0 | 0 | 0 | 0 | 5 | 0 | 0 | 0 | 0 | 0 | 0 | 37 | 37 | 0 | 8 | 0 | 2.4 | 11
0 | 0 | 0 | 0 | 13 | 0 | 3.8 | 0 | 0 | 0 | 1.4 | 0 | 0 | 11 | 11 | 0 | 45 | 20.3 | 9.6 | 11
0 | 0 | 0 | 0 | 0 | 0 | 0 | 0 | 0 | 16 | 10 | 0 | 8 | 36 | 36 | 0 | 0 | 1 | 4.2 | 11
0 | 0 | 0 | 0 | 0 | 0 | 3 | 0 | 0 | 0 | 0 | 0 | 0 | 0 | 0 | 0 | 0 | 0 | 0 | 11
0 | 0 | 0 | 0 | 5.6 | 0 | 0 | 0 | 0 | 1.5 | 1 | 0 | 0 | 59 | 59 | 0 | 0 | 43.2 | 2.2 | 11
0 | 0 | 0 | 0 | 52 | 0 | 13.4 | 0 | 0 | 0 | 1 | 0 | 10 | 27 | 27 | 0 | 30 | 44.5 | 26 | 11
0 | 0 | 0 | 0 | 2.6 | 0 | 0 | 0 | 0 | 0 | 0 | 0 | 0 | 0 | 0 | 0 | 0 | 0 | 0 | 11
0 | 0 | 0 | 0 | 0 | 0 | 0 | 0 | 0 | 0 | 0 | 0 | 0 | 0 | 0 | 0 | 0 | 0 | 0 | 11
0 | 0 | 0 | 0 | 0 | 0 | 0 | 0 | 0 | 0 | 0 | 0 | 0 | 0 | 0 | 0 | 0 | 0 | 0 | 11
0 | 0 | 0 | 0 | 0 | 0 | 0 | 0 | 0 | 0 | 0 | 0 | 0 | 24 | 24 | 0 | 0 | 0 | 0 | 11
0 | 0 | 0 | 0 | 0 | 0 | 0 | 0 | 0 | 0 | 0 | 0 | 0 | 44 | 44 | 0 | 0 | 0 | 0 | 11
0 | 0 | 0 | 0 | 0 | 0 | 0 | 0 | 0 | 0 | 0 | 0 | 0 | 0 | 0 | 0 | 0 | 0 | 0 | 11
0 | 0 | 0 | 0 | 0 | 0 | 0 | 0 | 0 | 0 | 0 | 0 | 0 | 0 | 0 | 0 | 0 | 0 | 0 | 11
0 | 0 | 0 | 0 | 0 | 0 | 0 | 0 | 0 | 0 | 0 | 0 | 0 | 0 | 0 | 0 | 0 | 0 | 0 | 11
0 | 0 | 0 | 0 | 0 | 0 | 0 | 0 | 0 | 0 | 0 | 0 | 0 | 0 | 0 | 0 | 0 | 0 | 0 | 11
0 | 0 | 0 | 0 | 0 | 0 | 0 | 0 | 0 | 0 | 0 | 0 | 0 | 0 | 0 | 0 | 0 | 0 | 0 | 11
0 | 0 | 0 | 0 | 0 | 0 | 0 | 0 | 0 | 0 | 0 | 0 | 0 | 0 | 0 | 0 | 0 | 0 | 0 | 11
0 | 0 | 0 | 0 | 0 | 0 | 0 | 0 | 0 | 0 | 0 | 0 | 0 | 0 | 0 | 0 | 0 | 0 | 0 | 11
0 | 0 | 0 | 0 | 0 | 0 | 0 | 0 | 0 | 0 | 0 | 0 | 0 | 0 | 0 | 0 | 0 | 0 | 0 | 11
0 | 0 | 0 | 0 | 0 | 0 | 0 | 0 | 0 | 0 | 0 | 0 | 0 | 0 | 0 | 0 | 0 | 0 | 0 | 11
0 | 0 | 0 | 0 | 0 | 0 | 0 | 0 | 0 | 0 | 0 | 0 | 0 | 0 | 0 | 0 | 0 | 0 | 0 | 11
0 | 0 | 0 | 0 | 0 | 0 | 0 | 0 | 0 | 0 | 0 | 0 | 0 | 0 | 0 | 0 | 0 | 0 | 0 | 16.5
0 | 0 | 0 | 0 | 0 | 0 | 0 | 0 | 0 | 0 | 0 | 0 | 0 | 0 | 0 | 0 | 0 | 0 | 0 | 16.5
0 | 0 | 0 | 0 | 0 | 0 | 0 | 0 | 0 | 0 | 0 | 0 | 0 | 0 | 0 | 0 | 0 | 0 | 0 | 16.5
0 | 0 | 0 | 0 | 0 | 0 | 0 | 0 | 0 | 0 | 0 | 0 | 0 | 0 | 0 | 0 | 0 | 0 | 0 | 16.5
0 | 0 | 0 | 0 | 0 | 0 | 0 | 0 | 0 | 0 | 0 | 0 | 0 | 0 | 0 | 0 | 0 | 0 | 0 | 16.5
0 | 0 | 0 | 0 | 0 | 0 | 0 | 0 | 0 | 0 | 0 | 0 | 0 | 0 | 0 | 0 | 0 | 0 | 0 | 16.5
0 | 0 | 0 | 0 | 0 | 0 | 0 | 0 | 0 | 0 | 0 | 0 | 0 | 0 | 0 | 0 | 0 | 0 | 0 | 16.5
0 | 0 | 0 | 0 | 0 | 0 | 0 | 0 | 0 | 0 | 0 | 0 | 0 | 0 | 0 | 0 | 0 | 0 | 0 | 16.5
0 | 0 | 0 | 0 | 0 | 0 | 0 | 0 | 0 | 0 | 0 | 0 | 0 | 0 | 0 | 0 | 0 | 0 | 0 | 16.5
0 | 0 | 0 | 0 | 0 | 0 | 0 | 0 | 0 | 0 | 0 | 0 | 0 | 0 | 0 | 0 | 0 | 0 | 0 | 16.5
0 | 0 | 0 | 0 | 0 | 0 | 0 | 0 | 0 | 0 | 0 | 0 | 0 | 0 | 0 | 0 | 0 | 0 | 0 | 16.5
0 | 0 | 0 | 0 | 0 | 0 | 0 | 0 | 0 | 0 | 0 | 0 | 0 | 0 | 0 | 0 | 0 | 0 | 0 | 16.5
0 | 0 | 0 | 0 | 0 | 0 | 0 | 0 | 0 | 0 | 0 | 0 | 0 | 0 | 0 | 0 | 0 | 0 | 0 | 16.5
0 | 0 | 0 | 0 | 0 | 0 | 0 | 0 | 0 | 0 | 0 | 0 | 0 | 0 | 0 | 0 | 0 | 0 | 0 | 16.5
0 | 0 | 0 | 0 | 0 | 0 | 0 | 0 | 0 | 0 | 0 | 0 | 0 | 0 | 0 | 0 | 0 | 0 | 0 | 16.5
0 | 0 | 0 | 0 | 0 | 0 | 0 | 0 | 0 | 0 | 0 | 0 | 0 | 0 | 0 | 0 | 0 | 0 | 0 | 16.5
0 | 0 | 0 | 0 | 0 | 0 | 0 | 0 | 0 | 0 | 0 | 0 | 0 | 0 | 0 | 0 | 0 | 0 | 0 | 16.5
0 | 0 | 0 | 0 | 0 | 0 | 0 | 0 | 0 | 0 | 0 | 0 | 0 | 0 | 0 | 0 | 0 | 0 | 0 | 16.5
0 | 0 | 0 | 0 | 0 | 0 | 0 | 0 | 0 | 0 | 0 | 0 | 0 | 0 | 0 | 0 | 0 | 0 | 0 | 16.5
0 | 0 | 0 | 0 | 0 | 0 | 0 | 0 | 0 | 0 | 0 | 0 | 0 | 0 | 0 | 0 | 0 | 0 | 0 | 16.5
0 | 0 | 0 | 0 | 0 | 0 | 0 | 0 | 0 | 0 | 0 | 0 | 0 | 0 | 0 | 0 | 0 | 0 | 0 | 16.5
0 | 0 | 0 | 0 | 0 | 0 | 0 | 0 | 0 | 0 | 0 | 0 | 0 | 0 | 0 | 0 | 0 | 0 | 0 | 16.5
0 | 0 | 0 | 0 | 0 | 1.4 | 0 | 0 | 0 | 0 | 0 | 0 | 0 | 0 | 0 | 0 | 0 | 0 | 0 | 16.5
0 | 0 | 0 | 0 | 1.2 | 3.1 | 0 | 0 | 0 | 0 | 1 | 0 | 0 | 0 | 0 | 0 | 0 | 0 | 0 | 16.5
0 | 0 | 0 | 0 | 0 | 0 | 0 | 0 | 5 | 1 | 4 | 1 | 2 | 3 | 0 | 0 | 0 | 0 | 1.5 | 16.5
0 | 0 | 0 | 0 | 0 | 19.2 | 6 | 0 | 0 | 0 | 1 | 0 | 0 | 12 | 0 | 0 | 0 | 0 | 0 | 16.5
0 | 0 | 0 | 0 | 4 | 0 | 0 | 0 | 4 | 8.4 | 5 | 13 | 14 | 0 | 0 | 5 | 0 | 0 | 0.5 | 16.5
0 | 0 | 0 | 0 | 0 | 0 | 0 | 0 | 3 | 0 | 0 | 11 | 0 | 0 | 6 | 0 | 0 | 0 | 0 | 16.5
0 | 0 | 0 | 0 | 0 | 0 | 0 | 0 | 0 | 0 | 0 | 0 | 0 | 0 | 0 | 0 | 0 | 0 | 0 | 16.5
0 | 0 | 0 | 0 | 0 | 0 | 0 | 0 | 0 | 0 | 0 | 0 | 0 | 0 | 0 | 24 | 0 | 0 | 0 | 16.5
0 | 0 | 0 | 0 | 0 | 0 | 0 | 0 | 0 | 0 | 0 | 1 | 2.2 | 21 | 0 | 0 | 35 | 66 | 11.4 | 16.5
16555

## Sheet15
DAY | INPUT | Valid | LN | SLOPE | R2 | Month | Demand | % Rel. | Storage
1 | 5 | 1 | 1.6094 | -0.040055 | 0.99993 | Nov | 22 | 50
2 | 4.8 | 1 | 1.5686 |  |  | Dec | 22 | 56.7
3 | 4.61 | 1 | 1.5282 |  |  | Jan | 22 | 60
4 | 4.43 | 1 | 1.4884 |  |  | Feb | 22 | 70
5 | 4.26 | 1 | 1.4493 |  |  | Mar | 22 | 80
6 | [5 empty] | Apr | 22 | 85
7 | [5 empty] | AVG | 22 | 90
8 | [7 empty] | 94
9 | [7 empty] | 98
10 | [7 empty] | 100
11
12
13
14
15 | [5 empty] | CHECK DAM
16
17
18
19
20
21
22
23
24
25
26
27
28
29
30
31
32
33
34
35
36
37
38
39
40
41
42
43
44
45
46
47
48
49
50

## Sheet16
DAY | INPUT | Valid | LN | SLOPE | R2 |  |  | Month | Demand |  | % Rel. | Storage |  |  | WELL | Demand | Pumping Rate | % reliability
1 | [7 empty] | Nov | 0 |  | 50
2 | [7 empty] | Dec | 0 |  | 56.7 |  |  |  | J | 5500
3 | [7 empty] | Jan | 5.5 |  | 60 |  |  |  | F | 11000
4 | [7 empty] | Feb | 11 |  | 70 |  |  |  | M | 16500
5 | [7 empty] | Mar | 16.5 |  | 80 |  |  |  | A | 16500
6 | [7 empty] | Apr | 16.5 |  | 85 |  |  |  | M | 5500
7 | [7 empty] | AVG | 8.25 |  | 90 |  |  |  | J | 0
8 | [10 empty] | 94 |  |  |  | J | 0
9 | [10 empty] | 98 |  |  |  | A | 0
10 | [10 empty] | 100 |  |  |  | S | 0
11 | [14 empty] | O | 0
12 | [14 empty] | N | 0
13 | [14 empty] | D | 0
14
15 | [7 empty] | SPRING
16
17
18
19
20
21
22
23
24 |  |  |  |  | Existing Supply (L/capita/day)
25 |  |  |  |  | Jan | Feb | Mar | Apr | May | Jun | Jul | Aug | Sep | Oct | Nov | Dec
26 |  |  |  | RWH
27 |  |  |  | CD | 150 | 100 | 50 | 50 | 150 | 200 | 200 | 200 | 200 | 200 | 200 | 200
28 |  |  |  | Res
29 |  |  |  | Spr
30 |  |  |  | Well
31
32 |  |  |  |  | Existing Supply (L/capita/day) Jan: Real Demand (m^3/day)
33 |  |  |  |  | Jan | Feb | Mar | Apr | May | Jun | Jul | Aug | Sep | Oct | Nov | Dec
34 |  |  |  | RWH | 5.5 | 11 | 16.5 | 16.5 | 5.5 | 0 | 0 | 0 | 0 | 0 | 0 | 0
35 |  |  |  | CD | 22 | 22 | 22 | 22 | 22 | 22 | 22 | 22 | 22 | 22 | 22 | 22
36 |  |  |  | Res | 5.5 | 11 | 16.5 | 16.5 | 5.5 | 0 | 0 | 0 | 0 | 0 | 0 | 0
37 |  |  |  | Spr | 5.5 | 11 | 16.5 | 16.5 | 5.5 | 0 | 0 | 0 | 0 | 0 | 0 | 0
38 |  |  |  | Well | 5.5 | 11 | 16.5 | 16.5 | 5.5 | 0 | 0 | 0 | 0 | 0 | 0 | 0
39
40 |  |  |  | Res | Real Demand (m^3/day) Jan: 170.5; Real Demand (m^3/day) Feb: 308; Real Demand (m^3/day) Mar: 511.5; Real Demand (m^3/day) Apr: 495; Real Demand (m^3/day) May: 170.5; Real Demand (m^3/day) Dec: 0
41 |  |  |  |  | Real Demand (m^3/day) Dec: 1655.5
42
43
44
45
46
47
48
49
50

## Sheet17
RWH SIMULATION: % RELIABILITY VS. STORAGE CAPACITY | INTERPRETING GRAPH
| 1 | Drag cursor over points to get exact
values
| 2 | Check to see if there is a sudden
increase in the slope. This would
indicate a sensitive area.
| 3 | For each increment, is the increase
in % reliability worth the costs of
the larger storage capacity.
|  | Closest Village: | Ithalar
|  | # of Houses: | 30
|  | Roof Area (m2): | 4080
RETURN TO RWH SUB-MODULE

## Sheet18
CD SIMULATION: % RELIABILITY VS. STORAGE CAPACITY | INTERPRETING GRAPH
| 1 | Drag cursor over points to get exact
values
| 2 | For each increment, is the increase
in % reliability worth the costs of
the larger storage capacity.
| 3 | Note that even though a CD may
have a high % reliability, the failure
days are all concentrated in one
time period.
Region:
Flow (L/s):
Recession:
RETURN TO CD SUB-MODULE

## Sheet19
SPRING SIMULATION: % RELIABILITY VS. STORAGE CAPACITY | INTERPRETING GRAPH
| 1 | Drag cursor over points to get exact
values
| 2 | For each increment, is the increase
in % reliability worth the costs of
the larger storage capacity.
| 3 | Note that even though a spring may
have a high % reliability, the failure
days are all concentrated in one
time period.
Region:
Initial Flow:
Recession:
RETURN TO SPRING SUB-MODULE

## Sheet20
CAPITAL COSTS: ROOFTOP RAINWATER HARVESTING
To develop the cost variables for the rooftop rainwater harvesting source, enter all necessary
information in the lighter cells of the tables below. If a village-wide rainwater harvesting simulation
has been run, the estimated storage requirements are displayed in Section 1 of the table.
|  | VIEW REMAINING COSTS | RETURN TO CAPITAL COST CRITERION
Section | DESCRIPTION OF WORK/MATERIAL |  |  | Unit | Unit Cost (Rs.) | # of Units/ Tank | # of Tanks | Amount (Lakh)
1 | CONSTRUCTION OF STORAGE TANK
a | Reinforced Concrete (typically used for tanks > 50,000 L) |  |  | L | 2.5
b | Brick/Stone Masonry (typically used for tanks of range 15,000 to 50,000 L) |  |  | L | 4 | 29530.7333 | 30 | 35.4369
c | Ferrocement (typically used for tanks of range 4,000 to 15,000 L) |  |  | L | 1.5 - 2
d | Plastic (typically used for tanks < 4,000 L) |  |  | L | 3
Section | DESCRIPTION OF WORK/MATERIAL |  |  | Unit | Unit Cost (Rs.) | Number of Units |  | Amount (Lakh)
2 | CATCHMENT SYSTEM AND PIPELINE
a | Drinking Water Pipeline, B-Class (2") |  |  | 20 ft | 975
b | Drinking Water Pipeline, B-Class (1.5") |  |  | 20 ft | 675
c | Drinking Water Pipeline, B-Class (1") |  |  | 20 ft | 520
d | Drinking Water Pipeline, B-Class (3/4") |  |  | 20 ft | 330
e | Gutters |  |  | Rm | 300 | 1400 |  | 4.2
f | Down Pipe & First Flush Pipe with Gate Valve 5m |  |  | No. | 750 | 30 |  | 0.225
3 | WATER TREATMENT
a | Small Filter (0.45 metre aluminum bucket with gravel and sand) |  |  | No. | 450 | 30 |  | 0.135
4 | OTHER
a
b
c
|  | GOTO TOP OF PAGE | RETURN TO CAPITAL COST CRITERION |  | TOTAL COSTS |  |  | 39.9969

## Sheet21
CAPITAL COSTS: CHECK DAM
To develop the cost variables for the check dam water source, enter data in the lighter cells of the
tables below. The storage requirements from the check dam simulation should be used to assess
material costs in Section 2. A rough estimate for the storage tank is 5 m3 every 100 villagers.
|  | VIEW REMAINING COSTS | RETURN TO CAPITAL COST CRITERION
Section | DESCRIPTION OF WORK/MATERIAL |  |  | Unit | Unit Cost (Rs.) | # of Units/ Tank | # of Tanks | Amount (Lakh)
1 | CONSTRUCTION OF STORAGE TANK
a | Reinforced Concrete (typically used for tanks > 50,000 L) |  |  | L | 2.5
b | Brick/Stone Masonry (typically used for tanks of range 15,000 to 50,000 L) |  |  | L | 4
c | Ferrocement (typically used for tanks of range 4,000 to 15,000 L) |  |  | L | 1.5 - 2
d | Plastic (typically used for tanks < 4,000 L) |  |  | L | 3
Section | DESCRIPTION OF WORK/MATERIAL |  |  | Unit | Unit Cost (Rs.) | Number of Units |  | Amount (Lakh)
2 | CONSTRUCTION OF CHECK DAM
a | Earth work excavation and depositing on bank within initial lead of M and initial lift of 2 M in hard stiff clay, stiff block cotton, hard red earth and earth mixed with small size boulders as per SS 20B & SI 62 (Single Rate) |  |  | m3 | 23.2 | 80.07 |  | 0.018576
b | Earth work excavation and depositing on bank within initial lead of M and initial lift of 2 M in hard stiff clay, stiff block cotton, hard red earth and earth mixed with small size boulders as per SS 20B & SI 62 (Double Rate) |  |  | m3 | 46.4 | 144.79 |  | 0.067183
c | Concrete broken stone 40mm size in Cement Mortar for plain cement concrete work 1:5:10 (stone:cement:sand) as per SI 129 |  |  | m3 | 1081.12 | 5.04 |  | 0.054488
d | Concrete broken stone 40mm size in Cement Mortar for plain cement concrete work 1:2:4 (stone:cement:sand) as per SI 127 |  |  | m3 | 1665.73 | 46.65 |  | 0.77706
e | Random Rubble Masonry in Cement Mortar 1:5 as per SI 209 |  |  | m3 | 1097.87 | 140.3 |  | 1.5403
f | Plastering with cement mortar 1:5, 20mm thick as per SI 311 |  |  | m2 | 83.38 | 27.6 |  | 0.023013
3 | PIPELINE AND PUMP
a | Drinking Water Pipeline, B-Class (2") |  |  | 20 ft | 975
b | Drinking Water Pipeline, B-Class (1.5") |  |  | 20 ft | 675
c | Drinking Water Pipeline, B-Class (1") |  |  | 20 ft | 520
d | Drinking Water Pipeline, B-Class (3/4") |  |  | 20 ft | 330
e | 10 Hp Electric Motor |  |  | No. | 40000
f | Motor Shed |  |  | No. | 50000
4 | WATER TREATMENT
a | Sedimentation Tank (with weirs) |  |  | No. | 50000
b | Large Slow Sand Filter (concrete tank 1 metre high) |  |  | No. | 40000
c | Small Filter (0.45 metre aluminum bucket with gravel and sand) |  |  | No. | 450
5 | OTHER
a
b
c
|  | GOTOP TOP OF PAGE | RETURN TO CAPITAL COST CRITERION |  | TOTAL COSTS |  |  | 2.4806

## Sheet22
CAPITAL COSTS: RESERVOIR
To develop the cost variables for the reservoir source, enter all necessary information in the
lighter cells of the tables below. A rough estimate for the storage tank is 5 m3 every 100 villagers.
|  | VIEW REMAINING COSTS | RETURN TO CAPITAL COST CRITERION
Section | DESCRIPTION OF WORK/MATERIAL |  |  | Unit | Unit Cost (Rs.) | # of Units/ Tank | # of Tanks | Amount (Lakh)
1 | CONSTRUCTION OF STORAGE TANK
a | Reinforced Concrete (typically used for tanks > 50,000 L) |  |  | L | 2.5
b | Brick/Stone Masonry (typically used for tanks of range 15,000 to 50,000 L) |  |  | L | 4 | 10000 | 1 | 0.4
c | Ferrocement (typically used for tanks of range 4,000 to 15,000 L) |  |  | L | 1.5 - 2
d | Plastic (typically used for tanks < 4,000 L) |  |  | L | 3
Section | DESCRIPTION OF WORK/MATERIAL |  |  | Unit | Unit Cost (Rs.) | Number of Units |  | Amount (Lakh)
2 | INTAKE STRUCTURE
a | Anchor |  |  | No. | 700 | 1 |  | 0.007
b | Floating Device |  |  | No. | 500 | 1 |  | 0.005
3 | PIPELINE AND PUMP
a | Drinking Water Pipeline, B-Class (2") |  |  | 20 ft | 975
b | Drinking Water Pipeline, B-Class (1.5") |  |  | 20 ft | 675
c | Drinking Water Pipeline, B-Class (1") |  |  | 20 ft | 520 | 320 |  | 1.664
d | Drinking Water Pipeline, B-Class (3/4") |  |  | 20 ft | 330
e | 10 Hp Electric Motor |  |  | No. | 40000 | 1 |  | 0.4
f | Motor Shed (8ft X 8ft, height of 6ft) |  |  | No. | 50000 | 1 |  | 0.5
4 | WATER TREATMENT
a | Sedimentation Tank (with weirs) |  |  | No. | 50000 | 1 |  | 0.5
b | Large Slow Sand Filter (concrete tank 1 metre high) |  |  | No. | 40000 | 1 |  | 0.4
c | Small Filter (0.45 metre aluminum bucket with gravel and sand) |  |  | No. | 450
5 | OTHER
a
b
c
|  | GOTOP TOP OF PAGE | RETURN TO CAPITAL COST CRITERION |  | TOTAL COSTS |  |  | 3.876

## Sheet23
CAPITAL COSTS: SPRING
To develop the cost variables for the spring water source, enter data in the lighter cells of the
tables below. The storage requirements from the spring simulation should be used to outline
material costs in Section 2. A rough estimate for the storage tank is 5 m3 every 100 villagers.
|  | VIEW REMAINING COSTS | RETURN TO CAPITAL COST CRITERION
Section | DESCRIPTION OF WORK/MATERIAL |  |  | Unit | Unit Cost (Rs.) | # of Units/ Tank | # of Tanks | Amount (Lakh)
1 | CONSTRUCTION OF STORAGE TANK
a | Reinforced Concrete (typically used for tanks > 50,000 L) |  |  | L | 2.5
b | Brick/Stone Masonry (typically used for tanks of range 15,000 to 50,000 L) |  |  | L | 4
c | Ferrocement (typically used for tanks of range 4,000 to 15,000 L) |  |  | L | 1.5 - 2
d | Plastic (typically used for tanks < 4,000 L) |  |  | L | 3
Section | DESCRIPTION OF WORK/MATERIAL |  |  | Unit | Unit Cost (Rs.) | Number of Units |  | Amount (Lakh)
2 | CONSTRUCTION OF SPRING BOX/COLLECTION WELL
a | Earth work excavation and depositing on bank within initial lead of M and initial lift of 2 M in hard stiff clay, stiff block cotton, hard red earth and earth mixed with small size boulders as per SS 20B & SI 62 (Single Rate) |  |  | m3 | 23.2
b | Earth work excavation and depositing on bank within initial lead of M and initial lift of 2 M in hard stiff clay, stiff block cotton, hard red earth and earth mixed with small size boulders as per SS 20B & SI 62 (Double Rate) |  |  | m3 | 46.4
c | Concrete broken stone 40mm size in Cement Mortor for plain cement concrete work 1:5:10 (stone:cement:sand) as per SI 129 |  |  | m3 | 1081.12
d | Concrete broken stone 40mm size in Cement Mortor for plain cement concrete work 1:2:4 (stone:cement:sand) as per SI 127 |  |  | m3 | 1665.73
e | Random Rubble Masonry in Cement Mortar 1:5 as per SI 209 |  |  | m3 | 1097.87
f | Collection Well (Agricultural Eng. Dept.) |  |  | No. | 36000
g | Sand |  |  | m3 | 1140
h | Gravel (80 mm) |  |  | m3 | 165
i | Gravel (20 mm) |  |  | m3 | 365
j | Gravel (10 mm) |  |  | m3 | 265
3 | PIPELINE AND PUMP
a | Drinking Water Pipeline, B-Class (2") |  |  | 20 ft | 975
b | Drinking Water Pipeline, B-Class (1.5") |  |  | 20 ft | 675
c | Drinking Water Pipeline, B-Class (1") |  |  | 20 ft | 520
d | Drinking Water Pipeline, B-Class (3/4") |  |  | 20 ft | 330
e | 10 Hp Electric Motor |  |  | No. | 40000
f | Motor Shed (8ft X 8ft, height of 6ft) |  |  | No. | 50000
4 | WATER TREATMENT
a | Sedimentation Tank (with weirs) |  |  | No. | 50000
b | Large Slow Sand Filter (concrete tank 1 metre high) |  |  | No. | 40000
c | Small Filter (0.45 metre aluminum bucket with gravel and sand) |  |  | No. | 450
5 | OTHER
a
b
c
|  | GOTOP TOP OF PAGE | RETURN TO CAPITAL COST CRITERION |  | TOTAL COSTS |  |  | 0

## Sheet24
CAPITAL COSTS: WELL
To develop the cost variables for the well source, enter all necessary information in the lighter
cells of the tables below. A rough estimate for the storage tank is 5 m3 every 100 villagers.
|  | VIEW REMAINING COSTS | RETURN TO CAPITAL COST CRITERION
Section | DESCRIPTION OF WORK/MATERIAL |  |  | Unit | Unit Cost (Rs.) | # of Units/ Tank | # of Tanks | Amount (Lakh)
1 | CONSTRUCTION OF STORAGE TANK
a | Reinforced Concrete (typically used for tanks > 50,000 L) |  |  | L | 2.5
b | Brick/Stone Masonry (typically used for tanks of range 15,000 to 50,000 L) |  |  | L | 4
c | Ferrocement (typically used for tanks of range 4,000 to 15,000 L) |  |  | L | 1.5 - 2
d | Plastic (typically used for tanks < 4,000 L) |  |  | L | 3
Section | DESCRIPTION OF WORK/MATERIAL |  |  | Unit | Unit Cost (Rs.) | Number of Units |  | Amount (Lakh)
2 | 5
a | Digging Well and Cost of Caisson (3m diameter) |  |  | 2 ft | 8350
b | Digging Well and Cost of Caisson (2m diameter) |  |  | 2 ft | 6000
c | Well Covering |  |  | No. | 5000
3 | PIPELINE AND PUMP
a | Drinking Water Pipeline, B-Class (2") |  |  | 20 ft | 975
b | Drinking Water Pipeline, B-Class (1.5") |  |  | 20 ft | 675
c | Drinking Water Pipeline, B-Class (1") |  |  | 20 ft | 520
d | Drinking Water Pipeline, B-Class (3/4") |  |  | 20 ft | 330
e | 10 Hp Electric Motor |  |  | No. | 40000
f | Motor Shed (8ft X 8ft, height of 6ft) |  |  | No. | 50000
4 | WATER TREATMENT
a | Sedimentation Tank (with weirs) |  |  | No. | 50000
b | Large Slow Sand Filter (concrete tank 1 metre high) |  |  | No. | 40000
c | Small Filter (0.45 metre aluminum bucket with gravel and sand) |  |  | No. | 450
5 | OTHER
a
b
c
|  | GOTOP TOP OF PAGE | RETURN TO CAPITAL COST CRITERION |  | TOTAL COSTS |  |  | 0

## Sheet25
O&M COSTS: ROOFTOP RAINWATER HARVESTING
To develop the operation and maintenance cost variables for the rainwater harvesting source,
enter all necessary information in the lighter cells of the table below.
RETURN TO O&M CRITERION
Section | DESCRIPTION OF WORK/MATERIAL |  | Cost Description | Unit | Unit Cost (Rs.) | Number of Units | Amount (Lakh)
1 | PUMP
a | Spare/replacement parts |  | 10 year refit | No. | 300
b | Electricity |  | Recurrent cost | Units/yr. | 5
c | 10 Hp Electric Motor |  | 20 year replacement | No. | 40000
2 | STORAGE UNIT
a | Fix leaks (replace flooring in tank) |  | 20 year replacement | m2 | 270 | 225 | 0.6075
b | Chlorine (disinfection water treatment process) |  | Recurrent cost | m3 water | 1.6
3 | PIPELINE
a | Replacement of 2" pipeline (B-Class) |  | 20 year replacement | 20 ft | 975
b | Replacement of 1.5" pipeline (B-Class) |  | 20 year replacement | 20 ft | 675
c | Replacement of 1" pipeline (B-Class) |  | 20 year replacement | 20 ft | 520 | 150 | 0.78
d | Replacement of 3/4" pipeline (B-Class) |  | 20 year replacement | 20 ft | 330
e | Fix leaks |  | 10 year refit | No. | 200 | 10 | 0.02
4 | TECHNICAL ASSISTANCE/ MANUAL LABOUR
a | Technical Specialist (plumber, electrician, mechanic, etc.) |  | 10 year refit | Visits | 200
b | Shramadhan |  | Recurrent cost | Per Person | 15
c | Local resident (daily operation) |  | Recurrent cost | No./yr. | 6000
d | Pipe Layer or Bar Bender |  | 10 year refit | Day | 126
0
0.02
1.3875

## Sheet26
O&M COSTS: CHECK DAM
To develop the operation and maintenance cost variables for the check dam source, enter all
necessary information in the lighter cells of the table below.
RETURN TO O&M CRITERION
Section | DESCRIPTION OF WORK/MATERIAL |  | Cost Description | Unit | Unit Cost (Rs.) | Number of Units | Amount (Lakh)
1 | PUMP
a | Spare/replacement parts |  | 10 year refit | No. | 300
b | Electricity |  | Recurrent cost | Units/yr. | 5
c | 10 Hp Electric Motor |  | 20 year replacement | No. | 40000
2 | STORAGE UNIT
a | Fix leaks (replace flooring in tank) |  | 20 year replacement | m2 | 270 | 6 | 0.0162
b | Chlorine (disinfection water treatment process) |  | Recurrent cost | m3 water | 1.6
3 | PIPELINE
a | Replacement of 2" pipeline (B-Class) |  | 20 year replacement | 20 ft | 975
b | Replacement of 1.5" pipeline (B-Class) |  | 20 year replacement | 20 ft | 675
c | Replacement of 1" pipeline (B-Class) |  | 20 year replacement | 20 ft | 520 | 320 | 1.664
d | Replacement of 3/4" pipeline (B-Class) |  | 20 year replacement | 20 ft | 330
e | Fix leaks |  | 10 year refit | No. | 200 | 10 | 0.02
4 | TECHNICAL ASSISTANCE/ MANUAL LABOUR
a | Technical Specialist (plumber, electrician, mechanic, etc.) |  | 10 year refit | Visits | 200
b | Shramadhan |  | Recurrent cost | Per Person | 15 | 473 | 0.07095
c | Local resident (daily operation) |  | Recurrent cost | No./yr. | 6000 | 1 | 0.06
d | Pipe Layer or Bar Bender |  | 10 year refit | Day | 126 | 3 | 0.00378
0.13095
0.02378
1.6802

## Sheet27
O&M COSTS: RESERVOIR
To develop the operation and maintenance cost variables for the reservoir source, enter all
necessary information in the lighter cells of the table below.
RETURN TO O&M CRITERION
Section | DESCRIPTION OF WORK/MATERIAL |  | Cost Description | Unit | Unit Cost (Rs.) | Number of Units | Amount (Lakh)
1 | PUMP
a | Spare/replacement parts |  | 10 year refit | No. | 300 | 15 | 0.045
b | Electricity |  | Recurrent cost | Units/yr. | 5 | 2000 | 0.1
c | 10 Hp Electric Motor |  | 20 year replacement | No. | 40000 | 1 | 0.4
2 | STORAGE UNIT
a | Fix leaks (replace flooring in tank) |  | 20 year replacement | m2 | 270 | 6 | 0.0162
b | Chlorine (disinfection water treatment process) |  | Recurrent cost | m3 water | 1.6
3 | PIPELINE
a | Replacement of 2" pipeline (B-Class) |  | 20 year replacement | 20 ft | 975
b | Replacement of 1.5" pipeline (B-Class) |  | 20 year replacement | 20 ft | 675
c | Replacement of 1" pipeline (B-Class) |  | 20 year replacement | 20 ft | 520 | 320 | 1.664
d | Replacement of 3/4" pipeline (B-Class) |  | 20 year replacement | 20 ft | 330
e | Fix leaks |  | 10 year refit | No. | 200 | 10 | 0.02
4 | TECHNICAL ASSISTANCE/ MANUAL LABOUR
a | Technical Specialist (plumber, electrician, mechanic, etc.) |  | 10 year refit | Visits | 200 | 4 | 0.008
b | Shramadhan |  | Recurrent cost | Per Person | 15 | 473 | 0.07095
c | Local resident (daily operation) |  | Recurrent cost | No./yr. | 6000 | 1 | 0.06
d | Pipe Layer or Bar Bender |  | 10 year refit | Day | 126 | 3 | 0.00378
0.23095
0.07678
2.0802

## Sheet28
O&M COSTS: SPRING
To develop the operation and maintenance cost variables for the spring source, enter all
necessary information in the lighter cells of the table below.
RETURN TO O&M CRITERION
Section | DESCRIPTION OF WORK/MATERIAL |  | Cost Description | Unit | Unit Cost (Rs.) | Number of Units | Amount (Lakh)
1 | PUMP
a | Spare/replacement parts |  | 10 year refit | No. | 300
b | Electricity |  | Recurrent cost | Units/yr. | 5
c | 10 Hp Electric Motor |  | 20 year replacement | No. | 40000
2 | STORAGE UNIT
a | Fix leaks (replace flooring in tank) |  | 20 year replacement | m2 | 270
b | Chlorine (disinfection water treatment process) |  | Recurrent cost | m3 water | 1.6
3 | PIPELINE
a | Replacement of 2" pipeline (B-Class) |  | 20 year replacement | 20 ft | 975
b | Replacement of 1.5" pipeline (B-Class) |  | 20 year replacement | 20 ft | 675
c | Replacement of 1" pipeline (B-Class) |  | 20 year replacement | 20 ft | 520
d | Replacement of 3/4" pipeline (B-Class) |  | 20 year replacement | 20 ft | 330
e | Fix leaks |  | 10 year refit | No. | 200
4 | TECHNICAL ASSISTANCE/ MANUAL LABOUR
a | Technical Specialist (plumber, electrician, mechanic, etc.) |  | 10 year refit | Visits | 200
b | Shramadhan |  | Recurrent cost | Per Person | 15
c | Local resident (daily operation) |  | Recurrent cost | No./yr. | 6000
d | Pipe Layer or Bar Bender |  | 10 year refit | Day | 126
0
0
0

## Sheet29
O&M COSTS: WELL
To develop the operation and maintenance cost variables for the well source, enter all
necessary information in the lighter cells of the table below.
RETURN TO O&M CRITERION
Section | DESCRIPTION OF WORK/MATERIAL |  | Cost Description | Unit | Unit Cost (Rs.) | Number of Units | Amount (Lakh)
1 | PUMP
a | Spare/replacement parts |  | 10 year refit | No. | 300
b | Electricity |  | Recurrent cost | Units/yr. | 5
c | 10 Hp Electric Motor |  | 20 year replacement | No. | 40000
2 | STORAGE UNIT
a | Fix leaks (replace flooring in tank) |  | 20 year replacement | m2 | 270
b | Chlorine (disinfection water treatment process) |  | Recurrent cost | m3 water | 1.6
3 | PIPELINE
a | Replacement of 2" pipeline (B-Class) |  | 20 year replacement | 20 ft | 975
b | Replacement of 1.5" pipeline (B-Class) |  | 20 year replacement | 20 ft | 675
c | Replacement of 1" pipeline (B-Class) |  | 20 year replacement | 20 ft | 520
d | Replacement of 3/4" pipeline (B-Class) |  | 20 year replacement | 20 ft | 330
e | Fix leaks |  | 10 year refit | No. | 200
4 | TECHNICAL ASSISTANCE/ MANUAL LABOUR
a | Technical Specialist (plumber, electrician, mechanic, etc.) |  | 10 year refit | Visits | 200
b | Shramadhan |  | Recurrent cost | Per Person | 15
c | Local resident (daily operation) |  | Recurrent cost | No./yr. | 6000
d | Pipe Layer or Bar Bender |  | 10 year refit | Day | 126
0
0
0